## Sheet1
NAME OF WORK: CONSTRUCTION OF BUILDINGS FOR THE COLLEGE OF ENGINERING, MUTTATHURA (PHASE - I, THIRUVANANTHAPURAM
Sl.No. | Item | Description | Amount
I - CIVIL WORKS
1 | Appendix A | Earth filling | 1,76,77,500
2 | Appendix B | Administrative Bloack Building | 4,48,21,485
3 | Appendix C | Academic Block Building | 4,43,36,006
4 | Appendix D | Workshop/Canteen Building | 1,61,01,240
5 | Appendix E | Gate, Septic tank, Pumphouse, Gen.room, Pile load testing etc. | 97,30,366
|  | Total of Civil Woorks | 13,26,66,597
II - ELECTRICAL WORKS
6 | Appendix F | Eleectrification works | 93,99,382
|  | TOTAL PROBABLE AMOUNT OF CONTRACT | 14,20,65,979

## ABS-EF
T E N D E R S C H E D U L E
Name of work: Construction of Buildings for the College of Engineering, Muttathura - Phase-I
Appendix. A - Earth Filling
Item No. | Qty | Description | Unit | Rate | Amount
1 | 24000 | Filling the excavated earth( cut gravel) brought from outside in the scheme area ,sides of foundation etc in layers not exeeding 20 cm depth, consolidating each deposited layer by layer ramming and watering lead up to 50 m and fill up to 1.5 m | m3 | 619.45 Rs. Six Hundred and Nineteen and Paise fortyfive | 1,48,66,800
2 | 6000 | Do. Do with departmental earth tobe conveyed from Vazhuthacaud site | m3 | 468.45 Rs.Four hundred and sixtyeight and paise fortyfive | 28,10,700
|  | Total |  |  | 1,76,77,500

## Abstract-ADMN
+
]]]8888888888888888888888888 | DESCRIPTION | QUANTITY | UNIT | RATE | AMOUNT
1 | Clearing grass and removal of rubbish upto a distance of 50m outside the periphery of the area cleared (SH. 2.32) | 8000 | m2 | 4.40 Rs. Four and and paise forty. | 35268
2 | Boring ,providing,and installing bored cast-in-situ reinforced cement concrete pilesof grade M-25 of specified dametre and length below the pile cap ,to carry a safeworking load not less than specified,excluding the cost of steel reinforcement but including the cost of boaring ,with Bentonite solution and temperory casing of appropriateate length for setting out and removal of same and lengh of pile to be embedded in the pile cap etc,all complete,including removal of excavated earth with all lifts and leads (Length of pile for payment shall be measured upto bottom of pilecap) (SH. 200.2 ) |  |  |  |  | ggv g
PILE QUANTITY
2-A | PC-1(-50CM-DIA) | 190 | M | 2436.20 R.s Two thousand four hundred and thirtysix and paise twenty. | 4,62,878
2-B | PC-2(-50CM-DIA) | 380 | M | 2436.20 R.s Two thousand four hundred and thirtysix and paise twenty. | 9,25,756
2-C | PC-3(-50CM-DIA) | 180 | M | 2436.20 R.s Two thousand four hundred and thirtysix and paise twenty. | 4,38,516
2-D | PC-7(-60CM-DIA) | 180 | M | 3119.10 Rs. Three thousand one hundred and nineteen and paise ten | 5,61,438
2-E | PC-4(-60CM-DIA) | 110 | M | 3119.10 Rs. Three thousand one hundred and nineteen and paise ten | 3,43,101
2-F | PC-6(-60CM-DIA) | 120 | M | 3119.10 Rs. Three thousand one hundred and nineteen and paise ten | 3,74,292
2-G | Demolishing RCC work manualy /by machanical means including stacking of steel bars and disposal of unserviceable material within within 50 meters lead as per direction of Engineer -in -charge(at top of pile) (SH. 15.2.1) | 27 | m3 | 1193.40 Rs. One thousand one hundred and ninetythree and paise forty. | 32222
3 | Earth work excavation by mechanical means (Hydraulic excavator)/Manual means over areas (exceeding 30 cm depth 1.5m in width as well as10 sqm on plan) includingdisposal of excavated earth ,lead upto 50m and lift upto 1.5m,disposed earth to be levelled and neatly dressed (SH- 2.6.1) | 570 | M3 | 169.75 Rs.One hundred and sixtynine and paise seventyfive | 96758
4 | Fillling the excavated eart(cut gravel) brought from outside in the scheme area ,sides of foundation etc in layers not exceeding 20 cm depth ,consolidating each deposited layer by ramming and watering lead upto 50m and lift upto 1.5m(SH: 2.25) | 190 | m3 | 619.45 Rs. Six hundred and nineteen and paise fortyfive | 1,17,696
4.a | Fillling the excavated eart(cut gravel) available at site in the scheme area ,sides of foundation etc in layers not exceeding 20 cm depth ,consolidating each deposited layer by ramming and watering lead upto 50m and lift upto 1.5m | 570 | m3 | 127.00 Rs.One hundred and twentyseven only | 72390
5 | Providing and laying in position cement concrete of specified grade excluding the cost of centering and shuttering 1:4:8(1 cement :4 course sand :8 graded stone aggregate 40mm nominal size) (SH: 4.1.8) | 150 | m3 | 5737.80 Rs. Five thousand seven hundred and thirtyseven and paise eighty. | 8,60,670
6 | Providing & costructing Random rubble Masonry using harde granite stones obtained from approved quarry with bond stones at every 0.5 sqm of wall surface in cement mortar in mix 1:6 without pinning on face but including raking out joints &pointing flush in same mortar including curing etc complete as per specifications in foundations and plinth (Rate includes cost of bond stones wherevwr provided )Mix ratio is specified is for cement ,course sand -(For retaining the filled earth at CBI plot boundary) includidng levelling up with cement concrete 1:6:12 (one cement, 6 coarse sand, 12 graded stone aggreate 20mm nominal size (SH: 7.1.1) | 90 | m3 | 5198.15 Rs.Five thousand one hundred and ninetyeight and paise fifteen | 4,67,834
7 | Providing and laying in position machine batched and machine mixed designM-25 grade concrete for reinforced cement concrete works,using cement content as per approveddesign mix including pumping of concrete to site of laying but excluding the cost of centering shuttering finishing and reinforcement including admixtures in recommended propotions ad per IS 9103 to acclerate/retard setting of concrete, improve workability without impairing strength and durability as per the direction of engineer in chargeNote:-Cement contnt considored in this item is @330 kg/cum.Excess/less cement used as per design mix is payable/recovarable seperately( for all work upto plinth Level ) (SH: 5.33.1) | 372 | M3 | 7908.75 Rs. Seven thousand nine hundred and eight and paise seventyfive | 29,42,055
8 | Providing and laying in position machine batched and machine mixed designM-25 grade concrete for reinforced cement concrete works,using cement content as per approveddesign mix including pumping of cincrete to site of laying but excluding the cost of centering shuttering finishing and reinforcement including admixtures in recommended propotions ad per IS 9103 to acclerate/retard setting of concrete, improve workability without impairing strength and durability as per the direction of engineer in chargeNote:-Cement contnt considored in this item is @330 kg/cum.Excess/less cement used as per design mix is payable/recovarable seperately( for all work above plinth Level to 5 th floor level ) (SH: 5.33.2) | 710 | m3 | 8732.00 Rs. Eight thousand seven hundred and thirtytwo only. | 61,99,720
9 | Centering and shuttering including strutting,propping etc and removal of form for Foundations,footings,bases of columns,etc for mass concrete (SH: 5.9.1) | 510 | M2 | 215.50 Rs. Two hundred and fifteen and paise fifty. | 1,09,905
10 | Centering and shuttering including strutting,propping etc and removal of form for Lintels,beams,plinth beams,girders,bressumers and cantilevers (SH: 5.9.5) | 4100 | M2 | 386.00 Rs. Three hundred and eightysix only | 15,82,600
11 | Centering and shuttering including strutting,propping etc and removal of form for Suspended floors,roofs,landings,balconies and access platform etc (SH: 5.9.3) | 2800 | M2 | 476.50 Rs. Four hundred and seventysix and paise fifty. | 13,34,200
12 | Centering and shuttering including strutting,propping etc and removal of form for Columns,pillars,piers,abutments,posts and struts (SH: 4.3.3) | 1000 | M2 | 521.20 Rs. Five hundred and twentyone and paise twenty. | 5,21,200
13 | Centering and shuttering including strutting,propping etc and removal of form for stairs (excluding landings) except spiral staircases (SH: 5.9.7) | 60 | M2 | 433.35 Rs. Four hundred and thirtythree and paise thirtyfive. | 26001
14 | Steel reinforcement for RCC work including straigtaning ,cutting ,bending ,placing in position and binding all complete upto plinth level-(Thermo-Mechanically-Treated bars) (SH: 5.22.6) | 31300 | KG | 76.10 Rs. Seventysix and paise ten | 23,81,930
15 | Steel reinforcement for RCC work including straigtaning ,cutting ,bending ,placing in position and binding all complete above plinth level-(Thermo-Mechanically-Treated bars) (SH: 5.22A.6) | 121800 | KG | 76.10 Rs. Seventysix and paise ten | 92,68,980
16 | Providing and constructing solid cement concrete block masonry in CM 1:6(1 cement,6course sand) of size 40 x 20 x 20 cm using factory made load bearung ,approvved quality cement blocks of specified size of grade( D-4) Density of blocks not less than 1800 kg/cum ,Minimum avarage compressive strength 4 N/mm2 and minimum strength of individual unit 3.2 N/mm2 etc,confirming to IS 2185 part 1 1979 setting in position ,curing raking out joints ,including scaffolding etc upto FLOOR LEVEL FIVE with all lead and lift and all as per specifications and direction of Engineer-in-charge | 525 | M3 | 4213.90 Rs. Four thousand two hundred and thirteen and paise ninety. | 22,12,298
17 | Providing wood work(second class teak wood) in frames of doors,windows ,clerestory windows and other frames,wrought framed and fixed in position with hold fast lugs or with dash fasteners of required dia &length(hold fast lugs or dash fastener shall be paid for seperately)-(SH: 9.1.1) | 14.3 | M3 | 1,33,107.50 Rs. One lakh thirtythree thousand one hundred and seven and paise fifty. | 19,03,437
18 | Provjding and fixing panelled or panelled and glazed shutters for doors ,windows and clerestery windows ,including ISI marked MS pressed butt hinges bright finished of required size with necessary screws ,excluding panelling which will be paid for seperately ,all complete as per direction of Engineer -in-charge (Second class teakwood-35mm thick shutters)-(SH: 9.5.1.1) | 400 | M2 | 3600.85 Rs. Three thousand six hundred and paise eightyfive. | 14,40,340
19-a | Providing and fixing wooden grill ( Second Class Teak wood)of size 25 mmX25 mm Square of required pattern as per drawing in frames of windows including all labour materials etc complete.-Front door of Administrative block building (Based on SH: 9.48) | 5.5 | M2 | 665.60 Rs.Six hundred and sixtyfive and paise sixty. | 3661
19-b | Providing and fixing bright finished best quality brass square rods of size 50 x 50 mm inserting in the slot already made on the ssurface of door shutters as per drawing includin all labour and materials etc complete (0.66M x 1.93M) - Front door of Administrative block building. | 2.55 | M2 | 1727.00 Rs. One thousand seven hundred and twentyseven only. | 4404
19-c | Providing and fixing panelling or panelling and glazing in panelled or panelled and glazed shutters for doors ,windows and clerestory windows(Area of opening for panel inserts excluding portion inside grooves or rebates to be measured )Panelling for panelled or panelled and glazed shutters 25mm to 40mm thick- (using 2 nd class teak wood) (SH: 9.7.1) | 4 | m2 | 2900.80 Rs. Two thousand nine hundred and paise eighty. | 11603
19-d | Providing and fixing panelling or panelling and glazing in panelled or panelled and glazed shutters for doors ,windows and clerestory windows(Area of opening for panel inserts excluding portion inside grooves or rebates to be measured )Panelling for panelled or panelled and glazed shutters 25mm to 40mm thick- (Float glass panes - 5.5mm thick glass panes) (SH: 9.7.7.2) | 3 | m2 | 1406.45 Rs.one thousand four hundred and six and paise fortyfive. | 4219
20 | Providing and fixing12mm thick panelling or panelling and glazing in panelled or panelled and glazed shutters for doors ,windows and clerestory windows(Area of opening for panel inserts excluding portion inside grooves or rebates to be measured )Panelling for panelled or panelled and glazed shutters 25 mm to 40 mm thick -- Marine plywood conforming to IS: 710 (SH: 9.126.1) | 40 | M2 | 1481.00 Rs. One thousand four hundred and eightyone only | 59240
21 | Providing and fixing panelling or panelling and glazing in panelled or panelled and glazed shutters for doors ,windows and clerestory windows(Area of opening for panel inserts excluding portion inside grooves or rebates to be measured )Panelling for panelled or panelled and glazed shutters 25mm to 40mm thick- (Float glass panes - 5.5mm thick glass panes) (SH: 9.7.7.2) | 325 | M2 | 1406.45 Rs.one thousand four hundred and six and paise fortyfive. | 4,57,096
22 | Providing and fixing wooden grill ( teak wood) of size 25 mmX25 mm Square of required pattern as per drawing in frames of windows including all labour, materials etc complete. | 315 | m2 | 665.60 Rs.Six hundred and sixtyfive and paise sixty. | 2,09,664
23 | Providing and fixing factory made uPVC door frame made of Upvc extruded sections of size 65mm x 55mm with wall thickness 2 mm (+/-0.2mm) corners of the door frame to be mitred cut and jointed with plastic brackets and stainless steel screws reinforcing hinge side vertical of the frames with PVC profile of size 28mm x 30mm having wall thickness 2 mm (+/-0.2 mm) including providing and fixing 3 nos of 125mm long stainless steel hinges to the frame ,fixing the frame with jamb with required number &size of anchor dash fasteners ,all complete as per manufacturers specifications and direction of Engineer in charge (SH: 9.143) | 95 | m | 403.10 Rs. Four hundred and three and paise ten | 38295
24 | Providing and fixing 37 mm thick factory made PVC door shutter ,styles and rails made of PVC hollow section of size 100mm x 37mm with wall thickness 2 mm (+/-0.2mm)with inbuilt head on one side, styles and rails miltered cut and joint at the corners by means of 2 nos of plastic brackets of size 75mm x 220mm at each corner and stainless steel screws ,reinforcing the hinge side of style by inserting PVC profiles of size 28mm x 30mm, with wal thickness (+/-0.2mm).Lock rail of size 100mm x 37mm, wall thickness 2 mm (+/-0.2mm) will be fixed to the vertcal styles ,providing with PVC snapfit beads and panel of size 100mm x 20mm ,and inserting 2 nos tie bar of 6mm dia and fastening with nuts and washers complete ,all as per manufacturers specifications and direction of Engineer -in-charge (SH: 9.144) | 27 | m2 | 2778.90 Rs. Twp thousand seven hundred and seventyeight and paise ninenty | 75030
25-A | Providing 40 x 5mm flat iron hold fast 40 cm long including fixing to frame with 10mm diameter bolts ,nuts and wooden plugs and embedding in cement concrete block 30 x 10 x 15 cm ,1:3:6 mix (1 cement:3 course sand :6 graded stone aggrigate 20mm nominal size) (SH: 9.5.3) | 430 | E | 139.00 Rs. One hundred and thirtynine only | 59770
25-B | Providing and fixing ISI marked oxidised MS tower bolt black finish (barrel type) with necessary screws etc complete (250 x 10mm) (SH: 9.63.1) | 32 | E | 70.30 Rs. Seventy and paise thirty. | 2250
25-C | Providing and fixing ISI marked oxidised MS Handles conforming to IS :4992 with necessary screws etc complete(125 mm) (SH: 9.66.1) | 37 | E | 28.80 Rs. Twentyeight and paise eighty | 1066
25-D | Providing and fixing bright finished brass 100mm mortice latch and lock with 6 levers and pair of lever handles of approved quality with necessary screws etc complete (SH: 9.76) | 37 | E | 592.85 Rs. Five hundred and ninentytwo and paise eightyfive. | 21935
25-E | Providing and fixing bright finished brass handles with screws etc complete:125mm (SH: 9.81.1) | 37 | Nos | 194.60 Rs. One hundred and ninentyfour and paise sixty. | 7200
25-F | Providing and fixing chromium plated brass 100mm mortice latch and lock with 6 levers and pair of lever handles of approved quality with necessary screws etc complete (SH: 9.88) | 37 | E | 735.70 Rs. Sevenhundred and thirtyfive and paise seventy | 27221
25-G | Providing and fixing aluminium casement stays, 250mm or nearest size ISI marked, anodised (anodise coating not less than grade AC 10 as per IS :1868) transparent or dyed to required colour and shade ,with necessary screws etc complete (SH: 9.102) | 275 | E | 63.00 Rs. Sixtythree only | 17325
25-H | Providing and fixing aluminium extruded section body tubular type universal hydraulic door closer( having brand logo with ISI,IS;3564,embossed on the body door (SH: 9.83) | 32 | E | 1340.70 Rs. One thousand three hundred and forty and paise seventy. | 42902
25-I | Providing and fixing MS fan clamp type I or II of 16mm dia bar bent to shape with hooked ends in RCC slabs or beams during laying, including painting the exposed portion of loop etc complete as per standard design (SH: 10.17) | 200 | E | 141.35 Rs. One hundred and fortyone and paise thirtyfive. | 28270
25-J | Providing and fixingMS round holding down bolts with nuts & washer plate for roof truss | 570 | Kg | 77.00 Rs. Seventyseven only | 43890
25-k | Providing and fixing best quality 150mm or nearest size aluminium hooks and eyes including all materials and labours etc complete | 500 | E | 34.80 Rs. Thirtyfour and paise eighty. | 17400
26 | Plastering(cement plaster) with CM 1:4 (1 cement,4 fine sand) ,12mm thick, to the internal and external walls including all costs of materials and labour charges watering , curing etc complete (SH: 13.1.1) | 4800 | m2 | 202.10 Rs. Two hundred and two and paise ten | 9,70,080
27 | Plastering(cement plaster) with CM 1:3 (1 cement, 3 fine sand) 6mm thick, to the under side of roof slab including all cost of materials and labour charges, watering, curing etc complete (SH: 13.16.1) | 2800 | m2 | 157.25 Rs. One hundred and fiftyseven and paise twentyfive | 4,40,300
28 | Plastering (cement plaster) with CM 1:3(1 cement, 3 fine sand) finished with a floaing coat of neat cement, 12 mm thick, to the top of roof slab including all cost of materials and labour charges etc complete (SH: 13.7.1) | 1610 | m2 | 256.10 Rs. Two hundred and fiftysix and paise ten | 4,12,321
29 | Extra for providing and mixing water proofing material in cement plaster work in proportion recommended by the manufacturer(SH: 13.21) | 1610 | m2 | 5.50 Rs. Five and paise fifty. | 8855
30 | Providing and laying in position cement concrete of specified grade excluding the cost of centering and shuttering 1:4:8(1 cement :4 course sand :8 graded stone aggregate 40mm nominal size)-For PCC flooring at GF (SH: 4.1.8) | 100 | m3 | 5737.80 Rs.Five thousand seven hundred and thirtyseven and paise eighty | 5,73,780
31 | Making plinth protection 50 mm thick of cement concrete 1:3:6 (1 cement :3 course sand : 6 graded stone ,aggrigate 20mm nominal size)well rammed and consolidated and grouted with fine sand ,including finishing the top smooth (SH: 4.17) | 160 | m2 | 597.40 Rs. Five hundred and ninentyseven and paise forty. | 95584
32 | Providing and laying vitrified floor tiles in defferent sizes (thickness to be specified by the manufacturer)with water absorption less than 0.08% and conforming to IS 15622,of approved make,in all colours and shades,laid on 20mm thick cement mortar 1:4(1 cemant ,4 course sand),including grouting the joints with white cement and matching pigments etc,complete(Size of tile 600 x 600 mm) (SH: 11.41.2) | 1860 | m2 | 1558.40 Rs. One thousand five hundred and fiftyeight and paise forty. | 28,98,624
33 | Providing and laying vitrified floor tiles in defferent sizes (thickness to be specified by the manufacturer)with water absorption less than 0.08% and conforming to IS 15622,of approved make,in all colours and shades,in skirting,riser of steps,over 12mm thick bed of cement mortar 1:3(1 cemant ,3 course sand),including grouting the joints with white cement and matching pigments etc,complete(Size of tile 600 x 600 mm) (SH: 11.46.2) | 140 | m2 | 1547.50 Rs.One thousand five hundred and fortyseven and paise fifty | 2,16,650
34 | Providing and fixing 1st quality ceramic glazed wall tiles confirming to IS :15622(thickness to be specified by manufacturer),of approved make,in all colours,shades except burgundy,bottle green, black of any size as approved by Engineer -in charge ,in skirting ,risers or steps and dados,over 12 mm thick bed of cement mortar 1:3 (1 cement :3 course sand)and jointing with grey cement slurry @3.3 kg per sqm, including pointing in white cement mixed with pigment of matching shade complete (SH: 11.36) | 350 | m2 | 983.80 Rs. Nine hundred and eightythree and paise eighty | 3,44,330
35 | Providing and laying Ceramic glazed floor tiles of size 300 x 300mm (thickness to be specified by the manufacturer), of 1st quality confirming to IS :15622, of approved make, in colours such as White,Ivory,Grey,Fume Red Brown,laid on 20mm thick cement mortar 1:4 (1 cement:4 course sand),including pointing the joints with white cementand matching pigment ,etc complete (SH: 11.37) | 115 | m2 | 998.90 Rs. Nine hundred and ninentyeight and paise ninenty | 1,14,874
36 | White washing with lime to give an even shade-New work (three or more coats) to the under side of floor/roof slab,beams etc (SH: 13.37.1) | 2800 | m2 | 15.35 Rs. Fifteen and paise thirtyfive | 42980
37 | Distempering with Ist quality acrylic washable distemper (ready mixed) of approved brand and manufacture to give an even shade-New work (two or more coats) over and including priming coat with water thinnable cement primer (SH: 13.42.1) | 3000 | m2 | 55.00 R.s Fiftyfive only | 1,65,000
38 | Finishing walls with Acrylic Smooth exterior paint of required shade -New work (two or more coat applied @ 1.67 lit/10 sqm over and including priming coat of exterior primer applied @ 2.2 kg/10 sqm (SH:13.46.1) | 1900 | m2 | 86.10 Rs. Eightysix and paise ten | 1,63,590
39 | Providing and laying interlocking cobbles 75mm thick(standard)minimum strength 4 kg/sqm over a sand bed 30 mm thick compacting with plate vibrator including hire charges of machinery labour materials etc complete as per direction of Engineer -in charge | 900 | m2 | 862.75 Rs.Eight hundred and sixtytwo and paise seventyfive | 7,76,475
40 | Supplying and fixing jointing 110mm PVCpipe for down water pipe including cutting masonry or concrete floors/shade etc with all cost of materials and labour charges etc complete | 120 | m | 516.10 Rs. Five hundred and sixteen and paise ten. | 61932
41 | Polishing on wood work with Ready mixed wax polish of approved brand and manufacture -New work-in the teak wood door including all cost of materials and labour etc. complete (SH: 13.69.1) | 920 | m2 | 84.00 Rs. Eightyfour only | 77280
42 | Painting steel work with Deluxe Multy Surface Paint to give an even shade, two or more coat applied @ 0.9 lit/10 sqm over an undercoat of primer applied @ 0.8 lit/10sqm of approved brand and manufacture (SH: 13.48.3) | 50 | m2 | 92.25 Rs. Ninentytwo and paise twentyfive. | 4613
43 | Painting wood work with Deluxe Multy Surface Paint of required shade ,Two or more coat applied @ 0.90 lit/10 sqm over an under coat of primer applied @ 0.75 lit/10 sqm of approved brand and manufacture ((SH: 13.48.2) | 50 | m2 | 91.10 Rs. Ninenty one and paise ten | 4555
44 | Providing best quality Poly carbonate sheet 6mm thick sheets roofing upto any pitch and fixing with polymer coated J or L hooks ,bolts and nuts 8 mm dia GI plain and butumen washers or with self drilling fastener and EPDM washers etc complete (excluding the cost of purlin ,rafters and trusses ),including cutting sheets to size and shape wherever required ( based on SH: 12.8) | 220 | m2 | 2464.00 Rs.Two thousand four hundred and sixtyfour only | 5,42,080
45 | Steel work in built up tubular (round,square, or rectangular hollow tubes etc )including cutting ,hoisting , fixing in position and applying a priming coat of approved steel primer,including welding and bolted with special shaped washers etc complete.(Hot finished welded type tubes) (Based on SH: 10.16.1) | 3000 | kg | 99.75 Rs. Ninentynine and paise seventyfive. | 2,99,250
WATER SUPPLY AND SANITARY WORKS
1 | Providing and fixing poly vinyl chloride(PVC) pipes,having thermal stability for water supply, including all PVC plain fitting i/c fixing the pipe with clamps at 1m spacing.This includes jointing of pipes & fittings,with one step PVC solvent cement and the cost of cutting chases and making good the same testing of joints complete as per direction of Engineer- in- charge,consealed the work ,including cutting chases and making good the wall etc
| 15 mm nominal outer dia PVCpipe | 100 | m | 223.35 Rs. Two hundred and twentythree and paise thirtyfive. | 22335
2 | Providing and fixing poly vinyl chloride(PVC) pipes,having thermal stability for water supply, including all PVC plain fitting i/c fixing the pipe with clamps at 1m spacing.This includes jointing of pipes & fittings,with one step PVC solvent cement and the cost of cutting chases and making good the same testing of joints complete as per direction of Engineer- in- charge,consealed the work ,including cutting chases and making good the wall etc
| 20 mm nominal outer dia PVCpipe | 100 | m | 226.00 Rs.Two hundred and twentysix only | 22600
3 | Providing and fixing poly vinyl chloride(PVC) pipes,having thermal stability for water supply, including all PVC plain fitting i/c fixing the pipe with clamps at 1m spacing.This includes jointing of pipes & fittings,with one step PVC solvent cement and the cost of cutting chases and making good the same testing of joints complete as per direction of Engineer- in- charge,consealed the work ,including cutting chases and making good the wall etc
| 25 mm nominal outer dia PVCpipe | 100 | m | 239.40 Rs. Two hundred and thirtynine and paise forty. | 23940
4 | Providing and fixing poly vinyl chloride(PVC) pipes,having thermal stability for water supply, including all PVC plain fittings .This includes jointing of pipes & fittings,with one step PVC solvent cement ,trenching,re-filling & teting of joints complete as per direction of Engineer-in-charge,external work
| 15 mm nominal outer dia PVCpipe | 100 | m | 97.50 Rs. Ninetyseven and paise fifty. | 9750
5 | Providing and fixing poly vinyl chloride(PVC) pipes,having thermal stability for water supply, including all PVC plain fittings .This includes jointing of pipes & fittings,with one step PVC solvent cement ,trenching,re-filling & teting of joints complete as per direction of Engineer-in-charge,external work
| 20 mm nominal outer dia PVCpipe | 100 | m | 96.30 Rs.Ninetysix and paise thirty. | 9630
6 | Providing and fixing poly vinyl chloride(PVC) pipes,having thermal stability for water supply, including all PVC plain fittings .This includes jointing of pipes & fittings,with one step PVC solvent cement ,trenching,re-filling & teting of joints complete as per direction of Engineer-in-charge,external work
| 25 mm nominal outer dia PVCpipe | 100 | m | 108.20 Rs. One hundred and eight and paise twenty. | 10820
7 | Providing and fixing poly vinyl chloride(PVC) pipes,having thermal stability for water supply, including all PVC plain fittings .This includes jointing of pipes & fittings,with one step PVC solvent cement ,trenching,re-filling & teting of joints complete as per direction of Engineer-in-charge,external work
| 32 mm nominal outer dia PVCpipe | 100 | m | 120.40 Rs. One hundred and twenty and paise forty. | 12040
8 | Providing and fixing poly vinyl chloride(PVC) pipes,having thermal stability for water supply, including all PVC plain fittings .This includes jointing of pipes & fittings,with one step PVC solvent cement ,trenching,re-filling & teting of joints complete as per direction of Engineer-in-charge,external work
| 40 mm nominal outer dia PVCpipe | 100 | m | 152.50 Rs. One hundred and fiftytwo and paise fifty. | 15250
9 | Providing and fixing poly vinyl chloride(PVC) pipes,having thermal stability for water supply, including all PVC plain fittings .This includes jointing of pipes & fittings,with one step PVC solvent cement ,trenching,re-filling & teting of joints complete as per direction of Engineer-in-charge,external work
| 50 mm nominal outer dia PVCpipe | 100 | m | 172.00 Rs. One hundred and seventytwo only | 17200
10 | Providing and fixing poly vinyl chloride(PVC) pipes,having thermal stability for water supply, including all PVC plain fittings .This includes jointing of pipes & fittings,with one step PVC solvent cement ,trenching,re-filling & teting of joints complete as per direction of Engineer-in-charge,external work
| 62.5 mm nominal inner dia PVCpipe | 100 | m | 231.40 Rs. Two hundred and thirtyone and paise forty. | 23140
11 | Providing and fixing poly vinyl chloride(PVC) pipes,having thermal stability for water supply, including all PVC plain fittings .This includes jointing of pipes & fittings,with one step PVC solvent cement ,trenching,re-filling & teting of joints complete as per direction of Engineer-in-charge,external work
| 75 mm nominal inner dia PVCpipe | 50 | m | 292.40 Rs. Two hundred and ninetytwo and paise forty. | 14620
12 | Providing and fixing poly vinyl chloride(PVC) pipes,having thermal stability for water supply, including all PVC plain fittings .This includes jointing of pipes & fittings,with one step PVC solvent cement ,trenching,re-filling & teting of joints complete as per direction of Engineer-in-charge,external work
| 100 mm nominal inner dia PVCpipe | 100 | m | 516.10 Rs. Five hundred and sixteen and paise ten. | 51610
13 | Providing and fixing poly vinyl chloride(PVC) pipes,having thermal stability for water supply, including all PVC plain fittings .This includes jointing of pipes & fittings,with one step PVC solvent cement ,trenching,re-filling & teting of joints complete as per direction of Engineer-in-charge,external work
| 150 mm nominal inner dia PVCpipe | 100 | m | 692.90 Rs. Six hundred and ninetytwo and paise ninety. | 69290
14 | Providing and fixing poly vinyl chloride(PVC) pipes,having thermal stability for water supply, including all PVC plain &threaded fittings including fixing the pipe with clamps at 1m spacing. .This includes jointing of pipes & fittings,with one step PVC solvent cement ,and testing of joints complete as per direction of Engineer-in-charge,internal work work exposed on walls
| 15 mm nominal outer dia PVCpipe(10kg/cm2) | 100 | m | 118.30 Rs. One hundred and eighteen and paise thirty. | 11830
15 | Providing and fixing poly vinyl chloride(PVC) pipes,having thermal stability for water supply, including all PVC plain &threaded fittings including fixing the pipe with clamps at 1m spacing. .This includes jointing of pipes & fittings,with one step PVC solvent cement ,and testing of joints complete as per direction of Engineer-in-charge,internal work work exposed on walls
| 20 mm nominal outer dia PVCpipe(10kg/cm2) | 100 | m | 129.30 Rs.One hundred and twentynineand paise thirty. | 12930
16 | Providing and fixing poly vinyl chloride(PVC) pipes,having thermal stability for water supply, including all PVC plain &threaded fittings including fixing the pipe with clamps at 1m spacing. .This includes jointing of pipes & fittings,with one step PVC solvent cement ,and testing of joints complete as per direction of Engineer-in-charge,internal work work exposed on walls
| 25 mm nominal outer dia PVCpipe(10kg/cm2) | 100 | m | 142.70 Rs. One hundred and fortytwo and paise seventy. | 14270
17 | Providing and fixing poly vinyl chloride(PVC) pipes,having thermal stability for water supply, including all PVC plain &threaded fittings including fixing the pipe with clamps at 1m spacing. .This includes jointing of pipes & fittings,with one step PVC solvent cement ,and testing of joints complete as per direction of Engineer-in-charge,internal work work exposed on walls
| 32 mm nominal outer dia PVCpipe(10kg/cm2) | 100 | m | 179.10 Rs. One hundred and seventynineand paise ten. | 17910
18 | Providing and fixing poly vinyl chloride(PVC) pipes,having thermal stability for water supply, including all PVC plain &threaded fittings including fixing the pipe with clamps at 1m spacing. .This includes jointing of pipes & fittings,with one step PVC solvent cement ,and testing of joints complete as per direction of Engineer-in-charge,internal work work exposed on walls
| 40 mm nominal outer dia PVCpipe(10kg/cm2) | 100 | m | 226.65 Rs. Two hundred and twentysix and paise sixtyfive. | 22665
19 | Providing and fixing poly vinyl chloride(PVC) pipes,having thermal stability for water supply, including all PVC plain &threaded fittings including fixing the pipe with clamps at 1m spacing. .This includes jointing of pipes & fittings,with one step PVC solvent cement ,and testing of joints complete as per direction of Engineer-in-charge,internal work work exposed on walls
| 50 mm nominal outer dia PVCpipe(10kg/cm2) | 100 | m | 262.70 Rs. Two hundred and sixtytwo and paise seventy. | 26270
21 | Providing and fixing CP brass stop cock (concealed) of standared design and of approved make conforming to IS :8931
20 | Providing and fixing CP brass Angle valve for basin mixer and geyser points of approved quality conforming to IS :8931 (SH: 18.53.1) | 20 | E | 519.00 Rs. Five hundred and nineteen only. | 10380
21 | Providing and fixing CP brass bib cock of approved quality coforming to IS::8931-(15 mm nominal bore) (SH: 18.49.1) | 12 | E | 414.90 Rs. Four hundred and fourteen and paise ninenty | 4979
22 | Providing and fixing CP brass long body bib cock of approved quality coforming to IS standards and weighing not lessthan 690gms- 15mm nominal bore (SH:18.51.1) | 12 | E | 506.10 Rs. Five hundred and six and paise ten | 6073
23 | Providing and fixing CP brass long nose bib cock of approved quality conforming to IS standards and weighing not less than 810 gms (15mm nominal bore) (SH:18.50.1) | 12 | E | 463.65 Rs. Fourhundred and sixtythree and paise sixtyfive | 5564
24 | Providing and fixing CP brass stop cock (concealed) of standard design and of approved make coforming to IS:8931-(15mm nominal bore) (SH: 18.52.1) | 12 | E | 502.05 Rs. Five hundred and two and paise five. | 6025
25 | Cutting holes upto 15 x 15cm in RCC floors and roofs for passing drain pipe etc and repairing the hole after insertion of drain pipe etc with cement concrete 1:2:4(1 cement,:2 course sand :4 graded stone aggrigate 20 mm nominal size) including finishing complete so as to make it leak proof. (SH: 18.77) | 20 | E | 230.60 Rs. Two hundred and thirty and paise sixty. | 4612
26 | Constructing brick masonry manhole in cement mortar 1:4,(1 cement,4 course sand) with RCC top slab with 1:2:4 mix (1cemnt,2 course sand,4 graded stone aggregate 20 mm nominal size) foundation concrete 1:4:8 mix (1 cement,4 course sand,8 graded stone aggregate 40mm nominal size) - slab thickness-15cm, inside plastering 12 mm thick with cement mortar 1:3,(1 cement :3 course sand) finished with neat cement flushing coat and making channels in cement concrete 1:2:4'(1 cement:2coarse sand :4 graded stone aggregate 20 mm nominal size )finished with neat cemeent flushing coat etc. complete as per standared design:Inside size 90 x 80cm and 45 cm deep including CI cover with frame (light duty) 455 x 610 mm intenal dimensions,total weight of cover and frame to be not less than 38 kg (weight of cover 23 kg and weight of frame 15 kg)With common burnt clay FPS (non modular) bricks of class designation 7.5 (SH: 19.7.1) | 4 | E | 10176 Rs. Ten thousaand one hundred and seventysix only | 40704
27 | Constructing brick masonry manhole in cement mortar 1:4,(1 cement,4 course sand) with RCC top slab with 1:2:4 mix (1cemnt, 2 course sand, 4 graded stone aggregate 20 mm nominal size) foundation concrete 1:4:8 mix (1 cement,4 course sand,8 graded stone aggregate 40mm nominal size) inside plastering 12 mm thick with cement mortar 1:3,(1 cement :3 course sand) finished with floating coat of neat cement and making channels in cement concrete 1:2:4'(1 cement:2coarse sand :4 graded stone aggregate 20 mm nominal size )finished with a floating coat of neat cement complete as per standared design:Inside size 120 x 90cm and 90 cm deep including CI cover with frame (medium duty) 500mm mm intenal diameter,total weight of cover and frame to be not less than 116 kg (weight of cover 58 kg and weight of frame 58 kg)With common burnt clay FPS (non modular) bricks of class designation 7.5 (SH: 19.7.2.1) | 4 | E | 21141 Rs. Twentyone thousand one hundred and fortyone only | 84564
28 | Providing and fixing gun metal gate valve with CI wheeel of approved quality (screwed end):as per the direction of Engineer - in-charge-(15 mm) (based on SH:18.17.1) | 10 | Nos | 343.90 Rs. Tthree hundred and fortythree and paise ninenty | 3439
29 | Providing and fixing gun metal gate valve with CI wheeel of approved quality (screwed end):as per the direction of Engineer - in-charge-(20 mm) | 10 | Nos | 403.10 Rs. Four hundred and three and paise ten | 4031
30 | Providing and fixing gun metal gate valve with CI wheeel of approved quality (screwed end):as per the direction of Engineer - in-charge-(25 mm) (SH: 18.17.1) | 5 | Nos | 600.60 Rs. Six hundred and paise sixty | 3003
31 | Providing and fixing gun metal gate valve with CI wheeel of approved quality (screwed end):as per the direction of Engineer - in-charge-(32 mm)(SH: 1817.2) | 5 | Nos | 787.75 Rs.Seven hundred and eightyseven and paise seventyfive | 3939
32 | Providing and fixing gun metal gate valve with CI wheeel of approved quality (screwed end):as per the direction of Engineer - in-charge-(40 mm)(SH: 18.17.3) | 5 | Nos | 1158.20 Rs.One thousand one hundred and fiftyeight and paise twenty | 5791
33 | Providing and fixing gun metal gate valve with CI wheeel of approved quality (screwed end):as per the direction of Engineer - in-charge-(50 mm) (SH: 18.17.4) | 5 | Nos | 1778.20 Rs.One thousand seven hundred and seventyeight and paise twenty | 8891
34 | Providing and fixing white vitreous china pedestal type water closet(Europian type) with seat and lid ,10 litre low level white vetreous china flushing cistern &Cpflush bend with fittings &CI brackets,40mm flush bend overflow arrangement with specials of standared make and mosquito proof coupl,ing of approved municipal design complete ,indluding painting of fittings and brackets,cutting and making good the walls and floors wherever required - WCpan with ISI marked white solid plastic seat and lid (SH: 17.2.2) | 10 | Nos | 3779.75 Rs. Three thousand seven hundred and seventynine and paise seventyfive | 37798
35 | Providing and fixing water closet squatting pan(Indian type WC pan)with 100 mm sand cast Iron P or S trap,10 litre low levelwhite PVC flushing cistern,including flush pipe ,manually controlled device(handle lever)conforming to IS:7231, with all fittings and fixtures complete,including cutting and making good the walls and floors wherever required- White Vitreous china orissa pattern WC pan of size580 x 440mm with integral type foot rests (SH: 17.1.1) | 4 | Nos | 4472.00 Rs.Four thousand four hundred and seventytwo only | 17888
36 | Providing and fixing wash basin with CI brackets ,15 mmCP brass pillar taps,32mm CP brass waste of standared pattern ,including painting of fittings and brackets ,cuttings and making good the walls wherever require - White vetreous china wash basin size 400 x 400mm with pair of 15 mm CP brass pillar taps (SH: 17.7.6) | 20 | Nos | 2294.80 Rs.Two thousand two hundred and ninetyfour and paise eighty | 45896
37 | Providing and fixing white vitreous china flat back or wall corner type lipped front urinal basin of 430 x 260 x 350 mm sizes respectively with automatic flushing cistern with standared flush pipe and CP brass spreaders with brass unions and GI clamps complete ,including painting of fittings and brackets ,cutting and making good the wall and floors wherever required - One urinal basin with 5 litre white PVC automatic flushing cistern (SH: 17.4.1) | 10 | Nos | 3471.05 Rs. Three thousand four hundred and seventyone and paise five | 34711
38 | Providing and fixing PVC waste pipe for sink or wash basinincluding PVC waste fittings - flexible pipe-32 mm dia. (SH: 17.28.2.1) | 10 | Nos | 50.20 Rs. Fifty and paise twenty | 502
39 | Providing and fixing 100mm sand cast iron grating for Gully trap (SH: 17.29) | 10 | Nos | 24.60 Rs. Twentyfour and paise sixty. | 246
40 | Supplying and fixing 100 mm PVC multi floor trap trap in the toilet room | 6 | Nos | 112.90 Rs. One hundred and twelve and paise ninenty | 677
41 | Supplying and fixing PTMT 138 x 102 x 75 mm soap dish of approved quality in the toilet room including all cost of materials and labour charges for fixing etc complete | 20 | Nos | 183.65 Rs.One hundred and eightythree and paise sixtyfive | 3673
42 | Supplying and fixing PTMT 600 mm Towel rod of approved quality including all cost of materials and labour charges for fixing etc complete | 20 | Nos | 327.65 Rs. Three hundred and twentyseven and paise sixtyfive | 6553
43 | Supplying and fixing mirror of superior qualityand of required shape and size with plastic moulded frame of approved make and shade with 6 mm thick hard board backing - Reectangular shape 453 x 357mm (SH: 17.32.2) | 10 | Nos | 796.70 Rs. Seven hundred and ninentysix and paise seventy | 7967
44 | Providing and placing on terrace (at all floor levels)polyethlene water storage tank ISI ; 12701 marked ,with cover and suitable locking arrrangements and making necessary holes forinlet ,outlet and over flow pipes but without fittings and the base support for tank (SH: 18.48) | 1500 | Lit | 5.60 Rs.five and paise sixty | 8400
| TOTAL |  |  |  | 448,21,485

## Abstract-ACDM-BL
Appendix -C Academic block
ITEM NO | DESCRIPTION | QUANTITY | UNIT | RATE | AMOUNT
1 | Clearing grass and removal of rubbish upto a distance of 50m outside the periphery of the area cleared (SH. 2.32) | 8000 | M2 | 4.40 Rs. Four and paise forty | 35268
2 | Boring ,providing,and installing bored cast-in-situ reinforcedcement concrete pilesof grade M-25 of specified dametre and length below the pile cap ,to carry a safeworking load not less than specified,excluding the cost of steel reinforcement but including the cost of boaring ,with Bentonite solution and temperory casing of appropriateate length for setting out and removal of same and lengh of pile to be embedded in the pile cap etc,all complete,including removal of excavated earth with all lifts and leads (Length of pile for payment shall be measured upto bottom of pilecap)
2-A | PC-2-(50cm DIA) | 540 | M | 2436.20 Rs.Two thousand four hundred and thritysix and paise twenty | 13,15,548
2-B | PC-1-(50cm DIA) | 120 | M | 2436.20 Rs.Two thousand four hundred and thritysix and paise twenty | 292344
2-C | PC-3-(50cm DIA) | 90 | M | 2436.20 Rs.Two thousand four hundred and thritysix and paise twenty | 2,19,258
2-D | PC-5-(60cm DIA) | 220 | M | 3119.10 Rs.Three thousand one hundred and ninenteen and paise ten | 6,86,202
2-E | PC-4-(60cm DIA) | 170 | M | 3119.10 Rs.Three thousand one hundred and ninenteen and paise ten | 5,30,247
2-F | Demolishing RCC work manualy /by machanical means including stacking of steel bars and disposal of unserviceable material within within 50 meters lead as per direction of Engineer -in -charge(at top of pile) (SH. 15.2.1) | 26 | m3 | 1193.40 Rs.One thousand one hundred and ninentythree and paise forty | 31028
3 | Earth work excavation by mechanical means (Hydraulic excavator)/Manual means over areas (exceeding 30 cm depth 1.5m in width as well as10 sqm on plan) includingdisposal of excavated earth ,lead upto 50m and lift upto 1.5m,disposed earth to be levelled and neatly dressed (SH- 2.6.1) | 550 | M3 | 169.75 Rs.One hundred and sixtynine and paise seventyfive | 93363
4 | Fillling the excavated eart(cut gravel) brought from outside in the scheme area ,sides of foundation etc in layers not exceeding 20 cm depth ,consolidating each deposited layer by ramming and watering lead upto 50m and lift upto 1.5m(SH: 2.25) | 230 | M3 | 619.45 Rs.Six hundred and nineteen and paise fortyfive. | 1,42,474
4a | Fillling the excavated eart(cut gravel) available at site in the scheme area ,sides of foundation etc in layers not exceeding 20 cm depth ,consolidating each deposited layer by ramming and watering lead upto 50m and lift upto 1.5m | 550 | M3 | 127.00 Rs.One hundred and twentyseven only | 69850
5 | Providing and laying in position cement concrete of specified grade excluding the cost of centering and shuttering 1:4:8(1 cement :4 course sand :8 graded stone aggregate 40mm nominal size) (SH: 4.1.8) | 150 | M3 | 5737.80 Rs.Five thousand seven hundred and thirtyseven and paise eighty | 8,60,670
6 | Providing & costructing Random rubble Masonry using harde granite stones obtained from approved quarry with bond stones at every 0.5 sqm of wall surface in cement mortar in mix 1:6 without pinning on face but including raking out joints &pointing flush in same mortar including curing etc complete as per specifications in foundations and plinth (Rate includes cost of bond stones wherevwr provided )Mix ratio is specified is for cement ,course sand -(For retaining the filled earth at CBI plot boundary) includidng levelling up with cement concrete 1:6:12 (one cement, 6 coarse sand, 12 graded stone aggreate 20mm nominal size (SH: 7.1.1) | 90 | M3 | 5198.15 Rs.Five thousand one hundred and ninentyeight and paise fifteen | 4,67,834
7 | Providing and laying in position machine batched and machine mixed designM-25 grade concrete for reinforced cement concrete works,using cement content as per approveddesign mix including pumping of concrete to site of laying but excluding the cost of centering shuttering finishing and reinforcement including admixtures in recommended propotions ad per IS 9103 to acclerate/retard setting of concrete, improve workability without impairing strength and durability as per the direction of engineer in chargeNote:-Cement contnt considored in this item is @330 kg/cum.Excess/less cement used as per design mix is payable/recovarable seperately( for all work upto plinth Level ) (SH: 5.33.1) | 350 | M3 | 7908.75 Rs.Seven thousand nine hundred and eight and paise seventyfive | 27,68,063
8 | Providing and laying in position machine batched and machine mixed designM-25 grade concrete for reinforced cement concrete works,using cement content as per approveddesign mix including pumping of cincrete to site of laying but excluding the cost of centering shuttering finishing and reinforcement including admixtures in recommended propotions ad per IS 9103 to acclerate/retard setting of concrete, improve workability without impairing strength and durability as per the direction of engineer in chargeNote:-Cement contnt considored in this item is @330 kg/cum.Excess/less cement used as per design mix is payable/recovarable seperately( for all work above plinth Level to 5 th floor level ) (SH: 5.33.2) | 620 | M3 | 8732.00 Rs.Eight thousand seven hundred and thirtytwo only | 54,13,840
9 | Centering and shuttering including strutting,propping etc and removal of form for Foundations,footings,bases of columns,etc for mass concrete (SH: 5.9.1) | 580 | M2 | 215.50 Rs.Two hundred and fifteen and paise fifty | 1,24,990
10 | Centering and shuttering including strutting,propping etc and removal of form for Lintels,beams,plinth beams,girders,bressumers and cantilevers (SH: 5.9.5) | 4000 | M2 | 386.00 Rs. Three hundred and eightysix only | 15,44,000
11 | Centering and shuttering including strutting,propping etc and removal of form for Suspended floors,roofs,landings,balconies and access platform etc (SH: 5.9.3) | 2400 | M2 | 476.50 Rs. Four hundred and seventysix and paise fifty. | 11,43,600
12 | Centering and shuttering including strutting,propping etc and removal of form for Columns,pillars,piers,abutments,posts and struts (SH: 4.3.3) | 1010 | M2 | 521.20 Rs. Five hundred and twentyone and paise twenty | 5,26,412
13 | Centering and shuttering including strutting,propping etc and removal of form for stairs (excluding landings) except spiral staircases (SH: 5.9.7) | 60 | M2 | 433.35 Rs. Four hundred and thirtythree and paise thirtyfive | 26001
14 | Steel reinforcement for RCC work including straigtaning ,cutting ,bending ,placing in position and binding all complete upto plinth level-(Thermo-Mechanically-Treated bars) | 40000 | KG | 76.10 Rs. Seventysix and paise ten | 30,44,000
15 | Steel reinforcement for RCC work including straigtaning ,cutting ,bending ,placing in position and binding all complete above plinth level-(Thermo-Mechanically-Treated bars) | 108000 | KG | 76.10 Rs. Seventysix and paise ten | 82,18,800
16 | Providing and constructing solid cement concrete block masonry in CM 1:6(1 cement,6course sand) of size 40 x 20 x 20 cm using factory made load bearung ,approvved quality cement blocks of specified size of grade( D-4) Density of blocks not less than 1800 kg/cum ,Minimum avarage compressive strength 4 N/mm2 and minimum strength of individual unit 3.2 N/mm2 etc,confirming to IS 2185 part 1 1979 setting in position ,curing raking out joints ,including scaffolding etc upto FLOOR LEVEL FIVE with all lead and lift and all as per specifications and direction of Engineer-in-charge | 655 | M3 | 4213.90 Rs.Four thousand two hundred and thirteen and paise ninety. | 27,60,105
17 | Providing wood work(second class teak wood) in frames of doors,windows ,clerestory windows and other frames,wrought framed and fixed in position with hold fast lugs or with dash fasteners of required dia &length(hold fast lugs or dash fastener shall be paid for seperately)-(SH: 9.1.1) | 14 | M3 | 1,33,107.50 Rs.One lakh thirtythree thousand one hundred and seven and paise fifty. | 18,63,505
| Provjding and fixing panelled or panelled and glazed shutters for doors ,windows and clerestery windows ,including ISI marked MS pressed butt hinges bright finished of required size with necessary screws ,excluding panelling which will be paid for seperately ,all complete as per direction of Engineer -in-charge (Second class teakwood-35mm thick shutters)-(SH: 9.5.1.1) | 430 | M2 | 3600.85 Rs.Three thousand six hundrred and paise eightyfive. | 15,48,366
18 | Providing and fixing12mm thick panelling or panelling and glazing in panelled or panelled and glazed shutters for doors ,windows and clerestory windows(Area of opening for panel inserts excluding portion inside grooves or rebates to be measured )Panelling for panelled or panelled and glazed shutters 25 mm to 40 mm thick -- Marine plywood conforming to IS: 710 (SH: 9.126.1) | 430 | M2 | 1481.00 Rs.One thousand four hundred and eightyone only. | 6,36,830
19 | Providing and fixing panelling or panelling and glazing in panelled or panelled and glazed shutters for doors ,windows and clerestory windows(Area of opening for panel inserts excluding portion inside grooves or rebates to be measured )Panelling for panelled or panelled and glazed shutters 25mm to 40mm thick- (Float glass panes - 5.5mm thick glass panes) (sh: 9.7.7.2) | 360 | M2 | 1406.45 Rs.One thousand four hundred and six and paise fortyfive. | 5,06,322
20 | Providing and fixing wooden grill ( teak wood) of size 25 mmX25 mm Square of required pattern as per drawing in frames of windows including all labour, materials etc complete. | 360 | M2 | 665.60 Rs.Six hundred and sixtyfive and paise sixty. | 2,39,616
21 | Providing and fixing factory made uPVC door frame made of Upvc extruded sections of size 65mm x 55mm with wall thickness 2 mm (+/-0.2mm) corners of the door frame to be mitred cut and jointed with plastic brackets and stainless steel screws reinforcing hinge side vertical of the frames with PVC profile of size 28mm x 30mm having wall thickness 2 mm (+/-0.2 mm) including providing and fixing 3 nos of 125mm long stainless steel hinges to the frame ,fixing the frame with jamb with required number &size of anchor dash fasteners ,all complete as per manufacturers specifications and direction of Engineer in charge (SH: 9.143) | 92 | m | 403.10 Rs. Four hundred and three and paise ten | 37085
22 | Providing and fixing 37 mm thick factory made PVC door shutter ,styles and rails made of PVC hollow section of size 100mm x 37mm with wall thickness 2 mm (+/-0.2mm)with inbuilt head on one side, styles and rails miltered cut and joint at the corners by means of 2 nos of plastic brackets of size 75mm x 220mm at each corner and stainless steel screws ,reinforcing the hinge side of style by inserting PVC profiles of size 28mm x 30mm, with wal thickness (+/-0.2mm).Lock rail of size 100mm x 37mm, wall thickness 2 mm (+/-0.2mm) will be fixed to the vertcal styles ,providing with PVC snapfit beads and panel of size 100mm x 20mm ,and inserting 2 nos tie bar of 6mm dia and fastening with nuts and washers complete ,all as per manufacturers specifications and direction of Engineer -in-charge (SH: 9.144) | 27 | m2 | 2778.90 Rs.Two thousand seven hundred and seventyight and paise ninenty | 75030
23-A | Providing 40 x 5mm flat iron hold fast 40 cm long including fixing to frame with 10mm diameter bolts ,nuts and wooden plugs and embedding in cement concrete block 30 x 10 x 15 cm ,1:3:6 mix (1 cement:3 course sand :6 graded stone aggrigate 20mm nominal size) (SH: 9.5.3) | 600 | Nos | 139.00 Rs.One hundred and thirtynine only | 83400
23-B | Providing and fixing ISI marked oxidised MS tower bolt black finish (barrel type) with necessary screws etc complete (250 x 10mm) (SH: 9.63.1) | 47 | Nos | 70.30 Rs.Seventy and paise thrity | 3304
23-C | Providing and fixing ISI marked oxidised MS Handles conforming to IS :4992 with necessary screws etc complete(125 mm) (SH: 9.66.1) | 47 | Nos | 28.80 Rs. Twentyeight and paise eighty | 1354
23-D | Providing and fixing bright finished brass 100mm mortice latch and lock with 6 levers and pair of lever handles of approved quality with necessary screws etc complete (SH: 9.76) | 47 | Nos | 592.85 Rs.Five hundred and ninentytwo and paise eightyfive | 27864
23-E | Providing and fixing bright finished brass handles with screws etc complete:125mm (SH: 9.81.1) | 47 | Nos | 194.60 Rs.One hundred and ninentyfour and paise sixty | 9146
23-F | Providing and fixing chromium plated brass 100mm mortice latch and lock with 6 levers and pair of lever handles of approved quality with necessary screws etc complete (SH: 9.88) | 47 | Nos | 735.70 Rs.Seven hundred and thirtyfive and paise seventy | 34578
23-G | Providing and fixing aluminium casement stays, 250mm or nearest size ISI marked, anodised (anodise coating not less than grade AC 10 as per IS :1868) transparent or dyed to required colour and shade ,with necessary screws etc complete (SH: 9.102) | 320 | Nos | 63.00 Rs. Sdixtythree only | 20160
23-H | Providing and fixing aluminium extruded section body tubular type universal hydraulic door closer( having brand logo with ISI,IS;3564,embossed on the body door (SH: 9.83) | 47 | Nos | 1340.70 Rs.One thousand three hundred and forty and paise seventy | 63013
23-I | Providing and fixing MS fan clamp type I or II of 16mm dia bar bent to shape with hooked ends in RCC slabs or beams during laying, including painting the exposed portion of loop etc complete as per standard design (SH: 10.17) | 200 | Nos | 141.35 Rs.One hundred and fortyone and paise thirtyfive. | 28270
23-J | Providing and fixingMS round holding down bolts with nuts & washer plate for roof truss | 570 | Kg | 77.00 RsSeventyseven only | 43890
23-k | Providing and fixing best quality 150mm or nearest size aluminium hooks and eyes including all materials and labours etc complete | 640 | Nos | 34.80 Rs.Thirtyfour and paise eighty. | 22272
24 | Plastering(cement plaster) with CM 1:4 (1 cement,4 fine sand) ,12mm thick, to the internal and external walls including all costs of materials and labour charges watering , curing etc complete (SH: 13.1.1) | 6200 | M2 | 202.10 Rs.Two hundred and two and paise ten | 12,53,020
25 | Plastering(cement plaster) with CM 1:3 (1 cement, 3 fine sand) 6mm thick, to the under side of roof slab including all cost of materials and labour charges, watering, curing etc complete (SH: 13.16.1) | 3000 | M2 | 157.25 Rs.One hundred and fiftyseven and paise twentyfive | 4,71,750
26 | Plastering (cement plaster) with CM 1:3(1 cement, 3 fine sand) finished with a floaing coat of neat cement, 12 mm thick, to the top of roof slab including all cost of materials and labour charges etc complete (SH: 13.7.1) | 1650 | M2 | 256.10 Rs.Two hundred and fiftysix and paise ten | 4,22,565
27 | Extra for providing and mixing water proofing material in cement plaster work in proportion recommended by the manufacturer(SH: 13.21) | 1650 | m2 | 5.50 Rs.Five and paise fifty. | 9075
28 | Providing and laying in position cement concrete of specified grade excluding the cost of centering and shuttering 1:4:8(1 cement :4 course sand :8 graded stone aggregate 40mm nominal size)-For PCC flooring at GF (SH: 4.1.8) | 105 | M3 | 5737.80 Rs. Five thousand seven hundred and thirtyseven and paise eighty | 602469
29 | Making plinth protection 50 mm thick of cement concrete 1:3:6 (1 cement :3 course sand : 6 graded stone ,aggrigate 20mm nominal size)well rammed and consolidated and grouted with fine sand ,including finishing the top smooth (SH: 4.17) | 135 | M2 | 597.40 Rs.Five hundred and ninentyseven and paise forty | 80649
30 | Providing and laying vitrified floor tiles in defferent sizes (thickness to be specified by the manufacturer)with water absorption less than 0.08% and conforming to IS 15622,of approved make,in all colours and shades,laid on 20mm thick cement mortar 1:4(1 cemant ,4 course sand),including grouting the joints with white cement and matching pigments etc,complete(Size of tile 600 x 600 mm) (SH: 11.41.2) | 2000 | M2 | 1558.40 One thousand five hundred and fiftyeight and paise forty | 31,16,800
31 | Providing and laying vitrified floor tiles in defferent sizes (thickness to be specified by the manufacturer)with water absorption less than 0.08% and conforming to IS 15622,of approved make,in all colours and shades,in skirting,riser of steps,over 12mm thick bed of cement mortar 1:3(1 cemant ,3 course sand),including grouting the joints with white cement and matching pigments etc,complete(Size of tile 600 x 600 mm) (SH: 11.46.2) | 180 | M2 | 1547.50 Rs.One thousand five hundred and fortyseven and paise fifty | 2,78,550
32 | Providing and fixing 1st quality ceramic glazed wall tiles confirming to IS :15622(thickness to be specified by manufacturer),of approved make,in all colours,shades except burgundy,bottle green, black of any size as approved by Engineer -in charge ,in skirting ,risers or steps and dados,over 12 mm thick bed of cement mortar 1:3 (1 cement :3 course sand)and jointing with grey cement slurry @3.3 kg per sqm, including pointing in white cement mixed with pigment of matching shade complete (SH: 11.36) | 300 | M2 | 983.80 Rs.Ninehundred and eightythree and paise eighty | 2,95,140
33 | Providing and laying Ceramic glazed floor tiles of size 300 x 300mm (thickness to be specified by the manufacturer), of 1st quality confirming to IS :15622, of approved make, in colours such as White,Ivory,Grey,Fume Red Brown,laid on 20mm thick cement mortar 1:4 (1 cement:4 course sand),including pointing the joints with white cementand matching pigment ,etc complete (SH: 11.37) | 60 | M2 | 998.90 Rs, Ninehundred and ninentyeight and paise ninenty | 59934
34 | White washing with lime to give an even shade-New work (three or more coats) to the under side of floor/roof slab,beams etc (SH: 13.37.1) | 3000 | M2 | 15.35 Rs.fifteen and paise thirtyfive | 46050
35 | Distempering with Ist quality acrylic washable distemper (ready mixed) of approved brand and manufacture to give an even shade-New work (two or more coats) over and including priming coat with water thinnable cement primer (SH: 13.42.1) | 6200 | M2 | 55.00 Rs.fiftyfive only | 3,41,000
36 | Finishing walls with Acrylic Smooth exterior paint of required shade -New work (two or more coat applied @ 1.67 lit/10 sqm over and including priming coat of exterior primer applied @ 2.2 kg/10 sqm (SH:13.46.1) | 2400 | M2 | 86.10 Rs.Eightysix and paise ten | 2,06,640
37 | Supplying and fixing jointing 110mm PVCpipe for down water pipe including cutting masonry or concrete floors/shade etc with all cost of materials and labour charges etc complete | 100 | M | 516.10 Rs.Five hundred and sixteen and paise ten. | 51610
38 | Providing and laying interlocking cobbles 75mm thick(standard)minimum strength 4 kg/sqm over a sand bed 30 mm thick compacting with plate vibrator including hire charges of machinery labour materials etc complete as per direction of Engineer -in charge | 110 | M2 | 862.75 Rs.Eighthundred and sixtytwo and paise seventyfive | 94903
39 | Painting steel work with Deluxe Multy Surface Paint to give an even shade, two or more coat applied @ 0.9 lit/10 sqm over an undercoat of primer applied @ 0.8 lit/10sqm of approved brand and manufacture (SH: 13.48.3) | 50 | M2 | 92.25 Rs.Ninentytwo and paise twentyfive | 4613
40 | Polishing on wood work with Ready mixed wax polish of approved brand and manufacture -New work-in the teak wood door including all cost of materials and labour etc. complete (SH: 13.69.1) | 1000 | M2 | 84.00 Rs.Eightyfour only | 84000
41 | Providing best quality Poly carbonate sheet 6mm thick sheets roofing upto any pitch and fixing with polymer coated J or L hooks ,bolts and nuts 8 mm dia GI plain and butumen washers or with self drilling fastener and EPDM washers etc complete (excluding the cost of purlin ,rafters and trusses ),including cutting sheets to size and shape wherever required ( based on SH: 12.8) | 120 | M2 | 2464.00 Rs.Two thousaand four hundred and sixtyfour only | 2,95,680
42 | Steel work in built up tubular (round,square, or rectangular hollow tubes etc )including cutting ,hoisting , fixing in position and applying a priming coat of approved steel primer,including welding and bolted with special shaped washers etc complete.(Hot finished welded type tubes) (Based on SH: 10.16.1) | 3000 | kg | 99.75 Rs.N inentynine and paise seventyfive | 2,99,250
WATER SUPPLY AND SANITARY WORKS
1 | Providing and fixing poly vinyl chloride(PVC) pipes,having thermal stability for water supply, including all PVC plain fitting i/c fixing the pipe with clamps at 1m spacing.This includes jointing of pipes & fittings,with one step PVC solvent cement and the cost of cutting chases and making good the same testing of joints complete as per direction of Engineer- in- charge,consealed the work ,including cutting chases and making good the wall etc
| 15 mm nominal outer dia PVCpipe | 100 | m | 223.35 Rs.Two hundred and twentythree and paise thirtyfive. | 22335
2 | Providing and fixing poly vinyl chloride(PVC) pipes,having thermal stability for water supply, including all PVC plain fitting i/c fixing the pipe with clamps at 1m spacing.This includes jointing of pipes & fittings,with one step PVC solvent cement and the cost of cutting chases and making good the same testing of joints complete as per direction of Engineer- in- charge,consealed the work ,including cutting chases and making good the wall etc
| 20 mm nominal outer dia PVCpipe | 100 | m | 226.00 Rs.Two hundred and twentysix only | 22600
3 | Providing and fixing poly vinyl chloride(PVC) pipes,having thermal stability for water supply, including all PVC plain fitting i/c fixing the pipe with clamps at 1m spacing.This includes jointing of pipes & fittings,with one step PVC solvent cement and the cost of cutting chases and making good the same testing of joints complete as per direction of Engineer- in- charge,consealed the work ,including cutting chases and making good the wall etc
| 25 mm nominal outer dia PVCpipe | 100 | m | 239.40 Rs.Two hundred and thirtynine and paise forty. | 23940
4 | Providing and fixing poly vinyl chloride(PVC) pipes,having thermal stability for water supply, including all PVC plain fittings .This includes jointing of pipes & fittings,with one step PVC solvent cement ,trenching,re-filling & teting of joints complete as per direction of Engineer-in-charge,external work
| 15 mm nominal outer dia PVCpipe | 100 | m | 97.50 Rs.Ninetyseven and paise fifty. | 9750
5 | Providing and fixing poly vinyl chloride(PVC) pipes,having thermal stability for water supply, including all PVC plain fittings .This includes jointing of pipes & fittings,with one step PVC solvent cement ,trenching,re-filling & teting of joints complete as per direction of Engineer-in-charge,external work
| 20 mm nominal outer dia PVCpipe | 100 | m | 96.30 Rs.Ninetysix and paise thrity. | 9630
6 | Providing and fixing poly vinyl chloride(PVC) pipes,having thermal stability for water supply, including all PVC plain fittings .This includes jointing of pipes & fittings,with one step PVC solvent cement ,trenching,re-filling & teting of joints complete as per direction of Engineer-in-charge,external work
| 25 mm nominal outer dia PVCpipe | 100 | m | 108.20 Rs.One hundred and eight and paise twenty. | 10820
7 | Providing and fixing poly vinyl chloride(PVC) pipes,having thermal stability for water supply, including all PVC plain fittings .This includes jointing of pipes & fittings,with one step PVC solvent cement ,trenching,re-filling & teting of joints complete as per direction of Engineer-in-charge,external work
| 32 mm nominal outer dia PVCpipe | 100 | m | 120.40 Rs.One hundred and twenty and paise forty. | 12040
8 | Providing and fixing poly vinyl chloride(PVC) pipes,having thermal stability for water supply, including all PVC plain fittings .This includes jointing of pipes & fittings,with one step PVC solvent cement ,trenching,re-filling & teting of joints complete as per direction of Engineer-in-charge,external work
| 40 mm nominal outer dia PVCpipe | 100 | m | 152.50 Rs.One hundred and fiftytwo and paise fifty. | 15250
9 | Providing and fixing poly vinyl chloride(PVC) pipes,having thermal stability for water supply, including all PVC plain fittings .This includes jointing of pipes & fittings,with one step PVC solvent cement ,trenching,re-filling & teting of joints complete as per direction of Engineer-in-charge,external work
| 50 mm nominal outer dia PVCpipe | 100 | m | 172.00 Rs.One hundred and seventytwo only | 17200
10 | Providing and fixing poly vinyl chloride(PVC) pipes,having thermal stability for water supply, including all PVC plain fittings .This includes jointing of pipes & fittings,with one step PVC solvent cement ,trenching,re-filling & teting of joints complete as per direction of Engineer-in-charge,external work
| 62.5 mm nominal inner dia PVCpipe | 100 | m | 231.40 Rs.Two hundred and thirtyone and paise forty. | 23140
11 | Providing and fixing poly vinyl chloride(PVC) pipes,having thermal stability for water supply, including all PVC plain fittings .This includes jointing of pipes & fittings,with one step PVC solvent cement ,trenching,re-filling & teting of joints complete as per direction of Engineer-in-charge,external work
| 75 mm nominal inner dia PVCpipe | 50 | m | 292.40 Rs.Two hundred and ninetytwo and paise forty. | 14620
12 | Providing and fixing poly vinyl chloride(PVC) pipes,having thermal stability for water supply, including all PVC plain fittings .This includes jointing of pipes & fittings,with one step PVC solvent cement ,trenching,re-filling & teting of joints complete as per direction of Engineer-in-charge,external work
| 100 mm nominal inner dia PVCpipe | 100 | m | 516.10 Rs.Five hundred and sixteen andpaise ten. | 51610
13 | Providing and fixing poly vinyl chloride(PVC) pipes,having thermal stability for water supply, including all PVC plain fittings .This includes jointing of pipes & fittings,with one step PVC solvent cement ,trenching,re-filling & teting of joints complete as per direction of Engineer-in-charge,external work
| 150 mm nominal inner dia PVCpipe | 100 | m | 692.90 Rs.Six hundred and ninetytwo and paise ninety. | 69290
14 | Providing and fixing poly vinyl chloride(PVC) pipes,having thermal stability for water supply, including all PVC plain &threaded fittings including fixing the pipe with clamps at 1m spacing. .This includes jointing of pipes & fittings,with one step PVC solvent cement ,and testing of joints complete as per direction of Engineer-in-charge,internal work work exposed on walls
| 15 mm nominal outer dia PVCpipe(10kg/cm2) | 100 | m | 118.30 Rs. One hundred and eighteen and paise thirty. | 11830
15 | Providing and fixing poly vinyl chloride(PVC) pipes,having thermal stability for water supply, including all PVC plain &threaded fittings including fixing the pipe with clamps at 1m spacing. .This includes jointing of pipes & fittings,with one step PVC solvent cement ,and testing of joints complete as per direction of Engineer-in-charge,internal work work exposed on walls
| 20 mm nominal outer dia PVCpipe(10kg/cm2) | 100 | m | 129.30 Rs.One hundred and twentynine and paise thirty. | 12930
16 | Providing and fixing poly vinyl chloride(PVC) pipes,having thermal stability for water supply, including all PVC plain &threaded fittings including fixing the pipe with clamps at 1m spacing. .This includes jointing of pipes & fittings,with one step PVC solvent cement ,and testing of joints complete as per direction of Engineer-in-charge,internal work work exposed on walls
| 25 mm nominal outer dia PVCpipe(10kg/cm2) | 100 | m | 142.70 Rs.One hundred and fortytwo and paise seventy. | 14270
17 | Providing and fixing poly vinyl chloride(PVC) pipes,having thermal stability for water supply, including all PVC plain &threaded fittings including fixing the pipe with clamps at 1m spacing. .This includes jointing of pipes & fittings,with one step PVC solvent cement ,and testing of joints complete as per direction of Engineer-in-charge,internal work work exposed on walls
| 32 mm nominal outer dia PVCpipe(10kg/cm2) | 100 | m | 179.10 Rs.One hundred and seventynine and paise ten. | 17910
18 | Providing and fixing poly vinyl chloride(PVC) pipes,having thermal stability for water supply, including all PVC plain &threaded fittings including fixing the pipe with clamps at 1m spacing. .This includes jointing of pipes & fittings,with one step PVC solvent cement ,and testing of joints complete as per direction of Engineer-in-charge,internal work work exposed on walls
| 40 mm nominal outer dia PVCpipe(10kg/cm2) | 100 | m | 226.65 Rs.Two hundred and twentysix and paise sixtyfive. | 22665
19 | Providing and fixing poly vinyl chloride(PVC) pipes,having thermal stability for water supply, including all PVC plain &threaded fittings including fixing the pipe with clamps at 1m spacing. .This includes jointing of pipes & fittings,with one step PVC solvent cement ,and testing of joints complete as per direction of Engineer-in-charge,internal work work exposed on walls
| 50 mm nominal outer dia PVCpipe(10kg/cm2) | 100 | m | 262.70 Rs.Two hundred and sixtytwo and paise seventy. | 26270
20 | Providing and fixing CP brass Angle valve for basin mixer and geyser points of approved quality conforming to IS :8931 (SH: 18.53.1) | 20 | E | 519.00 Rs.Five hundred and nineteen only | 10380
21 | Providing and fixing CP brass bib cock of approved quality coforming to IS::8931-(15 mm nominal bore) (SH: 18.49.1) | 12 | E | 414.90 Rs.Four hundred and fourteen and paise ninety | 4.979
22 | Providing and fixing CP brass long body bib cock of approved quality coforming to IS standards and weighing not lessthan 690gms- 15mm nominal bore (SH:18.51.1) | 12 | E | 506.10 Rs.Five hundred and six and paise ten | 6073
23 | Providing and fixing CP brass long nose bib cock of approved quality conforming to IS standards and weighing not less than 810 gms (15mm nominal bore) (SH:18.50.1) | 12 | E | 463.65 Rs.Four hundred and sixtythree and paise sixtyfive | 5564
24 | Providing and fixing CP brass stop cock (concealed) of standard design and of approved make coforming to IS:8931-(15mm nominal bore) (SH: 18.52.1) | 12 | E | 502.05 Rs.Five hundred and two and paise five | 6025
25 | Cutting holes upto 15 x 15cm in RCC floors and roofs for passing drain pipe etc and repairing the hole after insertion of drain pipe etc with cement concrete 1:2:4(1 cement,:2 course sand :4 graded stone aggrigate 20 mm nominal size) including finishing complete so as to make it leak proof. (SH: 18.77) | 20 | E | 230.60 Rs.Two hundred and thirty and paise sixty. | 4612
26 | Constructing brick masonry manhole in cement mortar 1:4,(1 cement,4 course sand) with RCC top slab with 1:2:4 mix (1cemnt,2 course sand,4 graded stone aggregate 20 mm nominal size) foundation concrete 1:4:8 mix (1 cement,4 course sand,8 graded stone aggregate 40mm nominal size) - slab thickness-15cm, inside plastering 12 mm thick with cement mortar 1:3,(1 cement :3 course sand) finished with neat cement flushing coat and making channels in cement concrete 1:2:4'(1 cement:2coarse sand :4 graded stone aggregate 20 mm nominal size )finished with neat cemeent flushing coat etc. complete as per standared design:Inside size 90 x 80cm and 45 cm deep including CI cover with frame (light duty) 455 x 610 mm intenal dimensions,total weight of cover and frame to be not less than 38 kg (weight of cover 23 kg and weight of frame 15 kg)With common burnt clay FPS (non modular) bricks of class designation 7.5 (SH: 19.7.1) | 4 | E | 10176.00 Rs.Ten thousand one hundred and seventysix only | 40704
27 | Constructing brick masonry manhole in cement mortar 1:4,(1 cement,4 course sand) with RCC top slab with 1:2:4 mix (1cemnt, 2 course sand, 4 graded stone aggregate 20 mm nominal size) foundation concrete 1:4:8 mix (1 cement,4 course sand,8 graded stone aggregate 40mm nominal size) inside plastering 12 mm thick with cement mortar 1:3,(1 cement :3 course sand) finished with floating coat of neat cement and making channels in cement concrete 1:2:4'(1 cement:2coarse sand :4 graded stone aggregate 20 mm nominal size )finished with a floating coat of neat cement complete as per standared design:Inside size 120 x 90cm and 90 cm deep including CI cover with frame (medium duty) 500mm mm intenal diameter,total weight of cover and frame to be not less than 116 kg (weight of cover 58 kg and weight of frame 58 kg)With common burnt clay FPS (non modular) bricks of class designation 7.5 (SH: 19.7.2.1) | 4 | E | 21141.00 Rs.Twentyone thousand one hundred and fortyone only | 84564
28 | Providing and fixing gun metal gate valve with CI wheeel of approved quality (screwed end):as per the direction of Engineer - in-charge-(15 mm) (based on SH:18.17.1) | 10 | Nos | 343.90 Rs.Three hundred and fortythree and paise ninety | 3439
29 | Providing and fixing gun metal gate valve with CI wheeel of approved quality (screwed end):as per the direction of Engineer - in-charge-(20 mm) | 10 | Nos | 403.10 Rs.Four hundred and three and paise ten | 4031
30 | Providing and fixing gun metal gate valve with CI wheeel of approved quality (screwed end):as per the direction of Engineer - in-charge-(25 mm) (SH: 18.17.1) | 5 | Nos | 600.60 Rs.Six hundred and paise sixty | 3003
31 | Providing and fixing gun metal gate valve with CI wheeel of approved quality (screwed end):as per the direction of Engineer - in-charge-(32 mm)(SH: 1817.2) | 5 | Nos | 787.75 Rs.Seven hundred and eightyseven and paise seventyfive | 3939
32 | Providing and fixing gun metal gate valve with CI wheeel of approved quality (screwed end):as per the direction of Engineer - in-charge-(40 mm)(SH: 18.17.3) | 5 | Nos | 1158.20 Rs.One thousand one hundred and fiftyeight and paise twenty | 5791
33 | Providing and fixing gun metal gate valve with CI wheeel of approved quality (screwed end):as per the direction of Engineer - in-charge-(50 mm) (SH: 18.17.4) | 5 | Nos | 1778.20 Rs.One thousand seven hundred and seventyeight and paise twenty | 8891
34 | Providing and fixing white vitreous china pedestal type water closet(Europian type) with seat and lid ,10 litre low level white vetreous china flushing cistern &Cpflush bend with fittings &CI brackets,40mm flush bend overflow arrangement with specials of standared make and mosquito proof coupl,ing of approved municipal design complete ,indluding painting of fittings and brackets,cutting and making good the walls and floors wherever required - WCpan with ISI marked white solid plastic seat and lid (SH: 17.2.2) | 10 | Nos | 3779.75 Rs.Three thousand seven hundred and seventynine and paise seventyfive | 37798
35 | Providing and fixing water closet squatting pan(Indian type WC pan)with 100 mm sand cast Iron P or S trap,10 litre low levelwhite PVC flushing cistern,including flush pipe ,manually controlled device(handle lever)conforming to IS:7231, with all fittings and fixtures complete,including cutting and making good the walls and floors wherever required- White Vitreous china orissa pattern WC pan of size580 x 440mm with integral type foot rests (SH: 17.1.1) | 4 | Nos | 4472.00 Rs.Four thousaand four hundred and seventytwo only | 17888
36 | Providing and fixing wash basin with CI brackets ,15 mmCP brass pillar taps,32mm CP brass waste of standared pattern ,including painting of fittings and brackets ,cuttings and making good the walls wherever require - White vetreous china wash basin size 400 x 400mm with pair of 15 mm CP brass pillar taps (SH: 17.7.6) | 20 | Nos | 2294.80 Rs.Two thousand two hundred and ninety four and paise eighty | 45896
37 | Providing and fixing white vitreous china flat back or wall corner type lipped front urinal basin of 430 x 260 x 350 mm sizes respectively with automatic flushing cistern with standared flush pipe and CP brass spreaders with brass unions and GI clamps complete ,including painting of fittings and brackets ,cutting and making good the wall and floors wherever required - One urinal basin with 5 litre white PVC automatic flushing cistern (SH: 17.4.1) | 10 | Nos | 3471.05 Rs.Three thousand four hundred and seventyone and paise five | 34711
38 | Providing and fixing PVC waste pipe for sink or wash basinincluding PVC waste fittings - flexible pipe-32 mm dia. (SH: 17.28.2.1) | 10 | Nos | 50.20 Rs.Fifty and paise twenty | 502
39 | Providing and fixing 100mm sand cast iron grating for Gully trap (SH: 17.29) | 10 | Nos | 24.60 Rs.Twentyfour and paise sixty. | 246
40 | Supplying and fixing 100 mm PVC multi floor trap trap in the toilet room | 6 | Nos | 112.90 Rs.One hundred and twelve and paise ninety | 677
41 | Supplying and fixing PTMT 138 x 102 x 75 mm soap dish of approved quality in the toilet room including all cost of materials and labour charges for fixing etc complete | 20 | Nos | 183.65 Rs.One hundred and eightythree and paise sixtyfive | 3673
42 | Supplying and fixing PTMT 600 mm Towel rod of approved quality including all cost of materials and labour charges for fixing etc complete | 20 | Nos | 327.65 Rs.Three hundred and twentyseven and paise sixtyfive | 6553
43 | Supplying and fixing mirror of superior qualityand of required shape and size with plastic moulded frame of approved make and shade with 6 mm thick hard board backing - Reectangular shape 453 x 357mm (SH: 17.32.2) | 10 | Nos | 796.70 Rs.Seven hundred and ninetysix and paise seventy | 7967
44 | Providing and placing on terrace (at all floor levels)polyethlene water storage tank ISI ; 12701 marked ,with cover and suitable locking arrrangements and making necessary holes forinlet ,outlet and over flow pipes but without fittings and the base support for tank (SH: 18.48) | 1500 | Lit | 5.60 Rs.five and paise sixty | 8400
| TOTAL |  |  |  | 443,36,006

## Abstract-WORKSHOP
ABSTRACT OF ESTIMATE
NAME OF WORK :- CONSTRUCTION OF AN ENGINEERING COLLEGE BUILDING FOR CAPE,MUTTATHARA TVPM
Appendix. D - WORKSHOP/CANTEEN- BLOCK BUILDING
ITEM NO | DESCRIPTION | QUANTITY | UNIT | RATE | AMOUNT
(PILING WORK AND BUILDING WORK)
1 | Clearing grass and removal of rubbish upto a distance of 50m outside the periphery of the area cleared | 4000 | M2 | 4.40 Rs.Four and paise forty. | 17634 | 17634
2 | Boring ,providing,and installing bored cast-in-situ reinforced cement concrete pilesof grade M-25 of specified dametre and length below the pile cap ,to carry a safeworking load not less than specified,excluding the cost of steel reinforcement but including the cost of boaring ,with Bentonite solution and temperory casing of appropriateate length for setting out and removal of same and lengh of pile to be embedded in the pile cap etc,all complete,including removal of excavated earth with all lifts and leads (Length of pile for payment shall be measured upto bottom of pilecap) (SH. 200.2 )
2-A | PC-9-(50cm DIA)-Double pile | 580 | M | 2436.20 Rs.Two thousand four hundred and thritysix and paise twenty | 14,12,996 | 1412996
2-B | PC-3-(60cm DIA) | 70 | M | 3119.10 Rs.Three thousand one hundred and nineteen and paise ten | 2,18,337 | 218337
2--C | Demolishing RCC work manualy /by machanical means including stacking of steel bars and disposal of unserviceable material within within 50 meters lead as per direction of Engineer -in -charge(at top of pile) (SH. 15.2.1) | 14 | m3 | 1193.40 Rs.One thousand one hundred and ninetythree and paise forty | 16708 | 16708
3 | Earth work excavation by mechanical means (Hydraulic excavator)/Manual means over areas (exceeding 30 cm depth 1.5m in width as well as10 sqm on plan) includingdisposal of excavated earth ,lead upto 50m and lift upto 1.5m,disposed earth to be levelled and neatly dressed (SH- 2.6.1) | 200 | M3 | 169.75 Rs.One hundred and sixtynine and paise seventyfive | 33950 | 33950
4 | Fillling the excavated eart(cut gravel) available at site in the scheme area ,sides of foundation etc in layers not exceeding 20 cm depth ,consolidating each deposited layer by ramming and watering lead upto 50m and lift upto 1.5m | 420 | M3 | 127.00 Rs.One hundred and twnetyseven only | 53340 | 53340
5 | Providing and laying in position cement concrete of specified grade excluding the cost of centering and shuttering 1:4:8(1 cement :4 course sand :8 graded stone aggregate 40mm nominal size) (SH: 4.1.8) | 18 | M3 | 5737.80 Rs.Five thousand sevenhundred and thirtyseven and paise eighty | 1,03,280 | 103280
6 | Providing & costructing Random rubble Masonry using harde granite stones obtained from approved quarry with bond stones at every 0.5 sqm of wall surface in cement mortar in mix 1:6 without pinning on face but including raking out joints &pointing flush in same mortar including curing etc complete as per specifications in foundations and plinth (Rate includes cost of bond stones wherevwr provided )Mix ratio is specified is for cement ,course sand -(For retaining the filled earth at CBI plot boundary) includidng levelling up with cement concrete 1:6:12 (one cement, 6 coarse sand, 12 graded stone aggreate 20mm nominal size (SH: 7.1.1) | 90 | M3 | 5198.15 Rs.Five thousand one hundred and ninetyeight and paise fifteen | 4,67,834 | 467834
7 | Providing and laying in position machine batched and machine mixed designM-25 grade concrete for reinforced cement concrete works,using cement content as per approveddesign mix including pumping of concrete to site of laying but excluding the cost of centering shuttering finishing and reinforcement including admixtures in recommended propotions ad per IS 9103 to acclerate/retard setting of concrete, improve workability without impairing strength and durability as per the direction of engineer in chargeNote:-Cement contnt considored in this item is @330 kg/cum.Excess/less cement used as per design mix is payable/recovarable seperately( for all work upto plinth Level ) (SH: 5.33.1) | 170 | M3 | 7908.75 Rs.Seven thousand nine hundred and eight and paise seventyfive | 13,44,488 | 1344488
8 | Providing and laying in position machine batched and machine mixed designM-25 grade concrete for reinforced cement concrete works,using cement content as per approveddesign mix including pumping of cincrete to site of laying but excluding the cost of centering shuttering finishing and reinforcement including admixtures in recommended propotions ad per IS 9103 to acclerate/retard setting of concrete, improve workability without impairing strength and durability as per the direction of engineer in chargeNote:-Cement contnt considored in this item is @330 kg/cum.Excess/less cement used as per design mix is payable/recovarable seperately( for all work above plinth Level to 5 th floor level ) (SH: 5.33.2) | 120 | m3 | 8732.00 Rs.Eight thousasnd seven hundred and thirtytwo only | 10,47,840 | 1047840
9 | Centering and shuttering including strutting,propping etc and removal of form for Foundations,footings,bases of columns,etc for mass concrete (SH: 5.9.1) | 360 | M2 | 215.50 Rs.Two hundred and fifteen and paise fifty | 77580 | 77580
10 | Centering and shuttering including strutting,propping etc and removal of form for Lintels,beams,plinth beams,girders,bressumers and cantilevers (SH: 5.9.5) | 650 | M2 | 386.00 Rs.Three hundred and eightysix only | 2,50,900 | 250900
11 | Centering and shuttering including strutting,propping etc and removal of form for Suspended floors,roofs,landings,balconies and access platform etc (SH: 5.9.3) | 200 | M2 | 476.50 Rs.Four hundred and seventysix paise fifty. | 95300 | 95300
12 | Centering and shuttering including strutting,propping etc and removal of form for Columns,pillars,piers,abutments,posts and struts (SH: 4.3.3) | 360 | m2 | 521.20 Rs.Five hundred and twentyone and paise twenty | 1,87,632 | 187632
13 | Steel reinforcement for RCC work including straigtaning ,cutting ,bending ,placing in position and binding all complete upto plinth level-(Thermo-Mechanically-Treated bars) (SH: 5.22.6) | 25000 | KG | 76.10 Rs.Seventysix and paise ten | 19,02,500 | 1902500
14 | Steel reinforcement for RCC work including straigtaning ,cutting ,bending ,placing in position and binding all complete above plinth level-(Thermo-Mechanically-Treated bars) (SH: 5.22A.6) | 29000 | KG | 76.10 Rs.Seventysix and paise ten | 22,06,900 | 2206900
15 | Providing and constructing solid cement concrete block masonry in CM 1:6(1 cement,6course sand) of size 40 x 20 x 20 cm using factory made load bearung ,approvved quality cement blocks of specified size of grade( D-4) Density of blocks not less than 1800 kg/cum ,Minimum avarage compressive strength 4 N/mm2 and minimum strength of individual unit 3.2 N/mm2 etc,confirming to IS 2185 part 1 1979 setting in position ,curing raking out joints ,including scaffolding etc upto FLOOR LEVEL FIVE with all lead and lift and all as per specifications and direction of Engineer-in-charge | 210 | M3 | 4213.90 Rs.Four thousand two hundred and thirteen and paise ninety | 8,84,919 | 884919
16 | Providing wood work(second class teak wood) in frames of doors,windows ,clerestory windows and other frames,wrought framed and fixed in position with hold fast lugs or with dash fasteners of required dia &length(hold fast lugs or dash fastener shall be paid for seperately)-(SH: 9.1.1) | 3.5 | M3 | 133107.50 Rs.Onee lakh thirtythree thousand one hundred and seven and paise fifty. | 4,65,876 | 465876
| Provjding and fixing panelled or panelled and glazed shutters for doors ,windows and clerestery windows ,including ISI marked MS pressed butt hinges bright finished of required size with necessary screws ,excluding panelling which will be paid for seperately ,all complete as per direction of Engineer -in-charge (Second class teakwood-35mm thick shutters)-(SH: 9.5.1.1) | 280 | M2 | 3600.85 Rs. Three thousand six hundred and paise eightyfive. | 10,08,238 | 1008238
17 | Providing and fixing12mm thick panelling or panelling and glazing in panelled or panelled and glazed shutters for doors ,windows and clerestory windows(Area of opening for panel inserts excluding portion inside grooves or rebates to be measured )Panelling for panelled or panelled and glazed shutters 25 mm to 40 mm thick -- Marine plywood conforming to IS: 710 (SH: 9.126.1) | 17 | M2 | 1481.00 Rs.One thousand four hundred and eightyone only | 25177 | 25177
18 | Providing and fixing panelling or panelling and glazing in panelled or panelled and glazed shutters for doors ,windows and clerestory windows(Area of opening for panel inserts excluding portion inside grooves or rebates to be measured )Panelling for panelled or panelled and glazed shutters 25mm to 40mm thick- (Float glass panes - 5.5mm thick glass panes) (sh: 9.7.7.2) | 90 | M2 | 1406.45 Rs.One thousand four hundred and six and paise fortyfive. | 1,26,581 | 126581
19 | Providing and fixing wooden grill ( teak wood) of size 25 mmX25 mm Square of required pattern as per drawing in frames of windows including all labour, materials etc complete. | 110 | M2 | 665.90 Rs.Six hundred and sixtyfive and paise ninety. | 73249 | 73249
20 | Providing and fixing factory made uPVC door frame made of Upvc extruded sections of size 65mm x 55mm with wall thickness 2 mm (+/-0.2mm) corners of the door frame to be mitred cut and jointed with plastic brackets and stainless steel screws reinforcing hinge side vertical of the frames with PVC profile of size 28mm x 30mm having wall thickness 2 mm (+/-0.2 mm) including providing and fixing 3 nos of 125mm long stainless steel hinges to the frame ,fixing the frame with jamb with required number &size of anchor dash fasteners ,all complete as per manufacturers specifications and direction of Engineer in charge (SH: 9.143) | 13 | m | 403.10 Rs.Four hundred and three and paise ten | 5240 | 5240
21 | Providing and fixing 37 mm thick factory made PVC door shutter ,styles and rails made of PVC hollow section of size 100mm x 37mm with wall thickness 2 mm (+/-0.2mm)with inbuilt head on one side, styles and rails miltered cut and joint at the corners by means of 2 nos of plastic brackets of size 75mm x 220mm at each corner and stainless steel screws ,reinforcing the hinge side of style by inserting PVC profiles of size 28mm x 30mm, with wal thickness (+/-0.2mm).Lock rail of size 100mm x 37mm, wall thickness 2 mm (+/-0.2mm) will be fixed to the vertcal styles ,providing with PVC snapfit beads and panel of size 100mm x 20mm ,and inserting 2 nos tie bar of 6mm dia and fastening with nuts and washers complete ,all as per manufacturers specifications and direction of Engineer -in-charge (SH: 9.144) | 4 | m2 | 2778.90 Rs.Two thousand seven hundred and seventyeight and paise ninety | 11116 | 11116
22-A | Providing 40 x 5mm flat iron hold fast 40 cm long including fixing to frame with 10mm diameter bolts ,nuts and wooden plugs and embedding in cement concrete block 30 x 10 x 15 cm ,1:3:6 mix (1 cement:3 course sand :6 graded stone aggrigate 20mm nominal size) (SH: 9.5.3) | 120 | Nos | 139.00 Rs. One hundred and thirtynine only | 16680 | 16680
22-B | Providing and fixing ISI marked oxidised MS tower bolt black finish (barrel type) with necessary screws etc complete (250 x 10mm) (SH: 9.63.1) | 32 | Nos | 70.30 Rs.Seventy and paise thirty | 2250 | 2250
22-C | Providing and fixing ISI marked oxidised MS Handles conforming to IS :4992 with necessary screws etc complete(125 mm) (SH: 9.66.1) | 11 | Nos | 28.80 Rs.Twentyeight and paise eighty | 317 | 317
22-D | Providing and fixing bright finished brass 100mm mortice latch and lock with 6 levers and pair of lever handles of approved quality with necessary screws etc complete (SH: 9.76) | 11 | Nos | 592.85 Rs.Five hundred and ninetytwo and paise eightyfive | 6521 | 6521
22-E | Providing and fixing bright finished brass handles with screws etc complete:125mm (SH: 9.81.1) | 11 | Nos | 194.60 Rs.One hundred and ninetyfour and paise sixty | 2141 | 2141
22-F | Providing and fixing chromium plated brass 100mm mortice latch and lock with 6 levers and pair of lever handles of approved quality with necessary screws etc complete (SH: 9.88) | 11 | Nos | 735.70 Rs. Seven hundred and thirtyfive and paise seventy | 8093 | 8093
22-G | Providing and fixing aluminium casement stays, 250mm or nearest size ISI marked, anodised (anodise coating not less than grade AC 10 as per IS :1868) transparent or dyed to required colour and shade ,with necessary screws etc complete (SH: 9.102) | 110 | Nos | 63.00 Rs.Sixtythree only | 6930 | 6930
22-H | Providing and fixing aluminium extruded section body tubular type universal hydraulic door closer( having brand logo with ISI,IS;3564,embossed on the body door (SH: 9.83) | 11 | Nos | 1340.70 Rs.One thousasnd three hundred and forty and paise seventy | 14748 | 14748
22-I | Providing and fixing MS fan clamp type I or II of 16mm dia bar bent to shape with hooked ends in RCC slabs or beams during laying, including painting the exposed portion of loop etc complete as per standard design (SH: 10.17) | 80 | Nos | 141.35 Rs.One hundred and fortyone and paise thrityfive. | 11308 | 11308
22-J | Providing and fixingMS round holding down bolts with nuts & washer plate for roof truss | 1140 | Kg. | 77.00 Rs.Seventyseven only | 88780 | 88780
22-k | Providing and fixing best quality 150mm or nearest size aluminium hooks and eyes including all materials and labours etc complete | 220 | Nos | 34.80 Rs.Thirityfour and paise eighty. | 7656 | 7656
23 | Supplying and fixing rolling shutters of approved make,made of required size MS ,laths interlocked together throughtheir entire length and jointed together at the end by end locks,mounted on specially designed pipe shaft with brackets ,side guides and arrangements for inside and outside locking with pushand pull operation complete,including the cost of providing and fixing necessary 27.5cm long wire springs manufactured from high tensile steel wire of adequate strength conforming to IS 4454-Part-1 and ms top cover of required thickness for rolling shutter - 80 x 1.25mm MS laths with 1.25 mm thick top cover (SH: 10.6.1) | 20 | m2 | 2007.60 Rs.Two thousand and seven and paise sixty | 40152 | 40152
24 | Plastering(cement plaster) with CM 1:4 (1 cement,4 fine sand) ,12mm thick, to the internal and external walls including all costs of materials and labour charges watering , curing etc complete (SH: 13.1.1) | 2000 | m2 | 202.10 Rs.Two hundred and two and paise ten | 4,04,200 | 404200
25 | Plastering(cement plaster) with CM 1:3 (1 cement, 3 fine sand) 6mm thick, to the under side of roof slab including all cost of materials and labour charges, watering, curing etc complete (SH: 13.16.1) | 270 | m2 | 157.25 Rs.One hundred and fiftyseven and paise twentyfive | 42458 | 42458
26 | Plastering (cement plaster) with CM 1:3(1 cement, 3 fine sand) finished with a floaing coat of neat cement, 12 mm thick, to the top of roof slab including all cost of materials and labour charges etc complete (SH: 13.7.1) | 270 | m2 | 256.10 Rs.Two hundred and fiftysix and paise ten | 69147 | 69147
27 | Extra for providing and mixing water proofing material in cement plaster work in proportion recommended by the manufacturer(SH: 13.21) | 270 | m2 | 5.50 Rs.Five and paise fifty. | 1485 | 1485
28 | Providing and laying in position cement concrete of specified grade excluding the cost of centering and shuttering 1:4:8(1 cement :4 course sand :8 graded stone aggregate 40mm nominal size)-For PCC flooring at GF (SH: 4.1.8) | 60 | m3 | 5737.80 Rs.Five thousand seven hundred and thirtyseven and paise eighty | 3,44,268 | 344268
29 | Making plinth protection 50 mm thick of cement concrete 1:3:6 (1 cement :3 course sand : 6 graded stone ,aggrigate 20mm nominal size)well rammed and consolidated and grouted with fine sand ,including finishing the top smooth (SH: 4.17) | 105 | M2 | 597.40 Rs. Five hundred and ninetyseven and paise forty | 62727 | 62727
30 | Providing and laying vitrified floor tiles in defferent sizes (thickness to be specified by the manufacturer)with water absorption less than 0.08% and conforming to IS 15622,of approved make,in all colours and shades,laid on 20mm thick cement mortar 1:4(1 cemant ,4 course sand),including grouting the joints with white cement and matching pigments etc,complete(Size of tile 600 x 600 mm) (SH: 11.41.2) | 150 | m2 | 1558.40 Rs.One thousand five hundred and fiftyeight and paise forty | 2,33,760 | 233760
31 | Providing and laying vitrified floor tiles in defferent sizes (thickness to be specified by the manufacturer)with water absorption less than 0.08% and conforming to IS 15622,of approved make,in all colours and shades,in skirting,riser of steps,over 12mm thick bed of cement mortar 1:3(1 cemant ,3 course sand),including grouting the joints with white cement and matching pigments etc,complete(Size of tile 600 x 600 mm) (SH: 11.46.2) | 15 | m2 | 1547.50 Rs.One thousand five hundred and fortyseven and paise fifty | 23213 | 23213
32 | 62 mm thick cement concrete flooring with concrete hardener topping,under layer50mm thick cement concrete 1:2:4, (1 cement,2course sand,4 graded stone aggregate 20mm nominal size) and top layer 12mm thick cement hardener consisting of mix 1:2(1 cement hardener mix:2 graded stone aggregate ,6mm nominal size)by volume ,hardening compound mixed @2 lit/50 kg of cement or as per manufacturers specifications .This includes cost of cement slurry ,but excluding the cost of nosing of steps etc complete (SH: 11.5) | 415 | m2 | 688.90 Rs.Six hundred and eightyeight and paise ninety | 2,85,894 | 285894
33 | Providing and fixing 1st quality ceramic glazed wall tiles confirming to IS :15622(thickness to be specified by manufacturer),of approved make,in all colours,shades except burgundy,bottle green, black of any size as approved by Engineer -in charge ,in skirting ,risers or steps and dados,over 12 mm thick bed of cement mortar 1:3 (1 cement :3 course sand)and jointing with grey cement slurry @3.3 kg per sqm, including pointing in white cement mixed with pigment of matching shade complete (SH: 11.36) | 100 | m2 | 983.80 Rs.Nine hundred and eightythree and paise eighty | 98380 | 98380
34 | Providing and laying Ceramic glazed floor tiles of size 300 x 300mm (thickness to be specified by the manufacturer), of 1st quality confirming to IS :15622, of approved make, in colours such as White,Ivory,Grey,Fume Red Brown,laid on 20mm thick cement mortar 1:4 (1 cement:4 course sand),including pointing the joints with white cementand matching pigment ,etc complete (SH: 11.37) | 40 | m2 | 998.90 Rs.Nine hundred and ninetyeight and paise ninety | 39956 | 39956
35 | White washing with lime to give an even shade-New work (three or more coats) to the under side of floor/roof slab,beams etc (SH: 13.37.1) | 270 | m2 | 15.35 Rs.Fifteen and paise thirtyfive | 4145 | 4145
36 | Distempering with Ist quality acrylic washable distemper (ready mixed) of approved brand and manufacture to give an even shade-New work (two or more coats) over and including priming coat with water thinnable cement primer (SH: 13.42.1) | 1400 | m2 | 55.00 Rs.fiftyfive only | 77000 | 77000
| Finishing walls with Acrylic Smooth exterior paint of required shade -New work (two or more coat applied @ 1.67 lit/10 sqm over and including priming coat of exterior primer applied @ 2.2 kg/10 sqm (SH:13.46.1) | 1000 | m2 | 86.10 Rs.Eightysix and paise ten | 86100 | 86100
38 | Supplying and fixing jointing 110mm PVCpipe for down water pipe including cutting masonry or concrete floors/shade etc with all cost of materials and labour charges etc complete | 40 | m | 516.10 Rs.Five hundred and sixteen and paise ten. | 20644 | 20644
39 | Painting wood work with Deluxe Multy Surface Paint of required shade ,Two or more coat applied @ 0.90 lit/10 sqm over an under coat of primer applied @ 0.75 lit/10 sqm of approved brand and manufacture ((SH: 13.48.2) | 5 | m2 | 91.10 Rs.Ninetyone and paise ten | 456 | 456
40 | Painting steel work with Deluxe Multy Surface Paint to give an even shade, two or more coat applied @ 0.9 lit/10 sqm over an undercoat of primer applied @ 0.8 lit/10sqm of approved brand and manufacture (SH: 13.48.3) | 60 | m2 | 92.25 Rs.Ninetytwo and paise twentyfive | 5535 | 5535
| Polishing on wood work with Ready mixed wax polish of approved brand and manufacture -New work-in the teak wood door including all cost of materials and labour etc. complete (SH: 13.69.1) | 270 | m2 | 84.00 Rs. Eightyfour only | 22680 | 22680
41 | Steel work in built up tubular (round,square, or rectangular hollow tubes etc )including cutting ,hoisting , fixing in position and applying a priming coat of approved steel primer,including welding and bolted with special shaped washers etc complete.(Hot finished welded type tubes) (Based on SH: 10.16.1) | 8500 | kg | 99.75 Rs.Ninetynine and paise seventyfive | 8,47,875 | 847875
42 | Providing best quality Aluminium trafford 0.55mm thick sheets corrugated sheets (as per IS; 737) roofing upto any pitch and fixing with polymer coated J or L hooks ,bolts and nuts 8 mm dia GI plain and butumen washers or with self drilling fastener and EPDM washers etc complete (excluding the cost of purlin ,rafters and trusses ),including cutting sheets to size and shape wherever required (SH:12.8) | 560 | M2 | 1268.30 Rs.One thousand two hundred and sixtyeight and paise thirty | 7,10,248 | 710248
WATER SUPPLY AND SANITARY WORKS
1 | Providing and fixing poly vinyl chloride(PVC) pipes,having thermal stability for water supply, including all PVC plain fitting i/c fixing the pipe with clamps at 1m spacing.This includes jointing of pipes & fittings,with one step PVC solvent cement and the cost of cutting chases and making good the same testing of joints complete as per direction of Engineer- in- charge,consealed the work ,including cutting chases and making good the wall etc
| 15 mm nominal outer dia PVCpipe | 60 | m | 223.35 Rrs.Two hundred and twnetythree and paise thirtyfive | 13401 | 13401
2 | Providing and fixing poly vinyl chloride(PVC) pipes,having thermal stability for water supply, including all PVC plain fitting i/c fixing the pipe with clamps at 1m spacing.This includes jointing of pipes & fittings,with one step PVC solvent cement and the cost of cutting chases and making good the same testing of joints complete as per direction of Engineer- in- charge,consealed the work ,including cutting chases and making good the wall etc
| 20 mm nominal outer dia PVCpipe | 60 | m | 226.00 Rs.Two hundred and twentysix only | 13560 | 13560
3 | Providing and fixing poly vinyl chloride(PVC) pipes,having thermal stability for water supply, including all PVC plain fitting i/c fixing the pipe with clamps at 1m spacing.This includes jointing of pipes & fittings,with one step PVC solvent cement and the cost of cutting chases and making good the same testing of joints complete as per direction of Engineer- in- charge,consealed the work ,including cutting chases and making good the wall etc
| 25 mm nominal outer dia PVCpipe | 60 | m | 239.40 Rs. Two hundred and thirtynine and paise forty. | 14364 | 14364
4 | Providing and fixing poly vinyl chloride(PVC) pipes,having thermal stability for water supply, including all PVC plain fittings .This includes jointing of pipes & fittings,with one step PVC solvent cement ,trenching,re-filling & teting of joints complete as per direction of Engineer-in-charge,external work
| 15 mm nominal outer dia PVCpipe | 60 | m | 97.50 Rs. Ninetyseven and paise fifty | 5850 | 5850
5 | Providing and fixing poly vinyl chloride(PVC) pipes,having thermal stability for water supply, including all PVC plain fittings .This includes jointing of pipes & fittings,with one step PVC solvent cement ,trenching,re-filling & teting of joints complete as per direction of Engineer-in-charge,external work
| 20 mm nominal outer dia PVCpipe | 100 | m | 96.30 Rs. Ninetysix and paise thirty. | 9630 | 9630
6 | Providing and fixing poly vinyl chloride(PVC) pipes,having thermal stability for water supply, including all PVC plain fittings .This includes jointing of pipes & fittings,with one step PVC solvent cement ,trenching,re-filling & teting of joints complete as per direction of Engineer-in-charge,external work
| 25 mm nominal outer dia PVCpipe | 60 | m | 108.20 Rs. One hundred and eight and paise twenty. | 6492 | 6492
7 | Providing and fixing poly vinyl chloride(PVC) pipes,having thermal stability for water supply, including all PVC plain fittings .This includes jointing of pipes & fittings,with one step PVC solvent cement ,trenching,re-filling & teting of joints complete as per direction of Engineer-in-charge,external work
| 32 mm nominal outer dia PVCpipe | 60 | m | 120.40 Rs.One hundred and twenty and paise forty. | 7224 | 7224
8 | Providing and fixing poly vinyl chloride(PVC) pipes,having thermal stability for water supply, including all PVC plain fittings .This includes jointing of pipes & fittings,with one step PVC solvent cement ,trenching,re-filling & teting of joints complete as per direction of Engineer-in-charge,external work
| 40 mm nominal outer dia PVCpipe | 50 | m | 152.50 One hundred and fiftytwo and paise fifty. | 7625 | 7625
9 | Providing and fixing poly vinyl chloride(PVC) pipes,having thermal stability for water supply, including all PVC plain fittings .This includes jointing of pipes & fittings,with one step PVC solvent cement ,trenching,re-filling & teting of joints complete as per direction of Engineer-in-charge,external work
| 50 mm nominal outer dia PVCpipe | 50 | m | 172.00 Rs.One hundred and seventytwo only | 8600 | 8600
10 | Providing and fixing poly vinyl chloride(PVC) pipes,having thermal stability for water supply, including all PVC plain fittings .This includes jointing of pipes & fittings,with one step PVC solvent cement ,trenching,re-filling & teting of joints complete as per direction of Engineer-in-charge,external work
| 62.5 mm nominal inner dia PVCpipe | 50 | m | 231.40 Rs. Two hundred and thirtyone and paise forty. | 11570 | 11570
11 | Providing and fixing poly vinyl chloride(PVC) pipes,having thermal stability for water supply, including all PVC plain fittings .This includes jointing of pipes & fittings,with one step PVC solvent cement ,trenching,re-filling & teting of joints complete as per direction of Engineer-in-charge,external work
| 75 mm nominal inner dia PVCpipe | 50 | m | 292.40 Rs.Two hundred and ninetytwo and paise forty. | 14620 | 14620
12 | Providing and fixing poly vinyl chloride(PVC) pipes,having thermal stability for water supply, including all PVC plain fittings .This includes jointing of pipes & fittings,with one step PVC solvent cement ,trenching,re-filling & teting of joints complete as per direction of Engineer-in-charge,external work
| 100 mm nominal inner dia PVCpipe | 100 | m | 516.10 Rs.Five hundred and sixteen and paise ten. | 51610 | 51610
13 | Providing and fixing poly vinyl chloride(PVC) pipes,having thermal stability for water supply, including all PVC plain fittings .This includes jointing of pipes & fittings,with one step PVC solvent cement ,trenching,re-filling & teting of joints complete as per direction of Engineer-in-charge,external work
| 150 mm nominal inner dia PVCpipe | 100 | m | 692.90 Rs.Six hundred and ninetytwo and paise ninety. | 69290 | 69290
14 | Providing and fixing poly vinyl chloride(PVC) pipes,having thermal stability for water supply, including all PVC plain &threaded fittings including fixing the pipe with clamps at 1m spacing. .This includes jointing of pipes & fittings,with one step PVC solvent cement ,and testing of joints complete as per direction of Engineer-in-charge,internal work work exposed on walls
| 15 mm nominal outer dia PVCpipe(10kg/cm2) | 50 | m | 118.30 Rs.One hundred and eighteen and paise thirty. | 5915 | 5915
15 | Providing and fixing poly vinyl chloride(PVC) pipes,having thermal stability for water supply, including all PVC plain &threaded fittings including fixing the pipe with clamps at 1m spacing. .This includes jointing of pipes & fittings,with one step PVC solvent cement ,and testing of joints complete as per direction of Engineer-in-charge,internal work work exposed on walls
| 20 mm nominal outer dia PVCpipe(10kg/cm2) | 50 | m | 129.30 Rs.One hundred and twentynine and paise thirty. | 6465 | 6465
16 | Providing and fixing poly vinyl chloride(PVC) pipes,having thermal stability for water supply, including all PVC plain &threaded fittings including fixing the pipe with clamps at 1m spacing. .This includes jointing of pipes & fittings,with one step PVC solvent cement ,and testing of joints complete as per direction of Engineer-in-charge,internal work work exposed on walls
| 25 mm nominal outer dia PVCpipe(10kg/cm2) | 50 | m | 142.70 Rs.One hundred and fortytwo and paise seventy. | 7135 | 7135
17 | Providing and fixing poly vinyl chloride(PVC) pipes,having thermal stability for water supply, including all PVC plain &threaded fittings including fixing the pipe with clamps at 1m spacing. .This includes jointing of pipes & fittings,with one step PVC solvent cement ,and testing of joints complete as per direction of Engineer-in-charge,internal work work exposed on walls
| 32 mm nominal outer dia PVCpipe(10kg/cm2) | 50 | m | 179.10 Rs.One hundred and seventynine and paise ten. | 8955 | 8955
18 | Providing and fixing poly vinyl chloride(PVC) pipes,having thermal stability for water supply, including all PVC plain &threaded fittings including fixing the pipe with clamps at 1m spacing. .This includes jointing of pipes & fittings,with one step PVC solvent cement ,and testing of joints complete as per direction of Engineer-in-charge,internal work work exposed on walls
| 40 mm nominal outer dia PVCpipe(10kg/cm2) | 50 | m | 226.65 Rs.Two hundred and twentysix and paise sixtyfive. | 11333 | 11333
19 | Providing and fixing poly vinyl chloride(PVC) pipes,having thermal stability for water supply, including all PVC plain &threaded fittings including fixing the pipe with clamps at 1m spacing. .This includes jointing of pipes & fittings,with one step PVC solvent cement ,and testing of joints complete as per direction of Engineer-in-charge,internal work work exposed on walls
| 50 mm nominal outer dia PVCpipe(10kg/cm2) | 50 | m | 262.70 Rs.Two hundred and sixtytwo and paise seventy. | 13135 | 13135
20 | Providing and fixing CP brass Angle valve for basin mixer and geyser points of approved quality conforming to IS :8931 (SH: 18.53.1) | 10 | E | 519.00 Rs.Five hundred and nineteen only | 5190 | 5190
21 | Providing and fixing CP brass bib cock of approved quality coforming to IS::8931-(15 mm nominal bore) (SH: 18.49.1) | 10 | E | 414.90 Rs. Four hundred and fourteen and paise ninety. | 4149 | 4149
22 | Providing and fixing CP brass long body bib cock of approved quality coforming to IS standards and weighing not lessthan 690gms- 15mm nominal bore (SH:18.51.1) | 10 | E | 506.10 Rs. Five hundred and six and paise ten. | 5061 | 5061
23 | Providing and fixing CP brass long nose bib cock of approved quality conforming to IS standards and weighing not less than 810 gms (15mm nominal bore) (SH:18.50.1) | 10 | E | 463.65 Rs. Fouf hundred and sixtythree and paise sixtyfive. | 4637 | 4637
24 | Providing and fixing CP brass stop cock (concealed) of standard design and of approved make coforming to IS:8931-(15mm nominal bore) (SH: 18.52.1) | 10 | E | 502.05 Rs. Five hundred and two and paise five. | 5021 | 5021
25 | Cutting holes upto 15 x 15cm in RCC floors and roofs for passing drain pipe etc and repairing the hole after insertion of drain pipe etc with cement concrete 1:2:4(1 cement,:2 course sand :4 graded stone aggrigate 20 mm nominal size) including finishing complete so as to make it leak proof. (SH: 18.77) | 20 | E | 230.60 Rs.Two hundred and thirty and paise sixty. | 4612 | 4612
26 | Constructing brick masonry manhole in cement mortar 1:4,(1 cement,4 course sand) with RCC top slab with 1:2:4 mix (1cemnt,2 course sand,4 graded stone aggregate 20 mm nominal size) foundation concrete 1:4:8 mix (1 cement,4 course sand,8 graded stone aggregate 40mm nominal size) - slab thickness-15cm, inside plastering 12 mm thick with cement mortar 1:3,(1 cement :3 course sand) finished with neat cement flushing coat and making channels in cement concrete 1:2:4'(1 cement:2coarse sand :4 graded stone aggregate 20 mm nominal size )finished with neat cemeent flushing coat etc. complete as per standared design:Inside size 90 x 80cm and 45 cm deep including CI cover with frame (light duty) 455 x 610 mm intenal dimensions,total weight of cover and frame to be not less than 38 kg (weight of cover 23 kg and weight of frame 15 kg)With common burnt clay FPS (non modular) bricks of class designation 7.5 (SH: 19.7.1) | 4 | E | 10176.00 Rs. Ten thousand one hundred and seventysix only. | 40704 | 40704
27 | Constructing brick masonry manhole in cement mortar 1:4,(1 cement,4 course sand) with RCC top slab with 1:2:4 mix (1cemnt, 2 course sand, 4 graded stone aggregate 20 mm nominal size) foundation concrete 1:4:8 mix (1 cement,4 course sand,8 graded stone aggregate 40mm nominal size) inside plastering 12 mm thick with cement mortar 1:3,(1 cement :3 course sand) finished with floating coat of neat cement and making channels in cement concrete 1:2:4'(1 cement:2coarse sand :4 graded stone aggregate 20 mm nominal size )finished with a floating coat of neat cement complete as per standared design:Inside size 120 x 90cm and 90 cm deep including CI cover with frame (medium duty) 500mm mm intenal diameter,total weight of cover and frame to be not less than 116 kg (weight of cover 58 kg and weight of frame 58 kg)With common burnt clay FPS (non modular) bricks of class designation 7.5 (SH: 19.7.2.1) | 2 | E | 21141.00 Rs,Twentyone thousand one hundred and fortyone only. | 42282 | 42282
28 | Providing and fixing gun metal gate valve with CI wheeel of approved quality (screwed end):as per the direction of Engineer - in-charge-(15 mm) (based on SH:18.17.1) | 10 | Nos | 343.90 Rs.Three hundred and fortythree and paise ninety. | 3439 | 3439
29 | Providing and fixing gun metal gate valve with CI wheeel of approved quality (screwed end):as per the direction of Engineer - in-charge-(20 mm) | 10 | Nos | 403.10 Rs. Four hundred and three and paise ten. | 4031 | 4031
30 | Providing and fixing gun metal gate valve with CI wheeel of approved quality (screwed end):as per the direction of Engineer - in-charge-(25 mm) (SH: 18.17.1) | 5 | Nos | 600.60 Rs.Six hundred and paise sixty. | 3003 | 3003
31 | Providing and fixing gun metal gate valve with CI wheeel of approved quality (screwed end):as per the direction of Engineer - in-charge-(32 mm)(SH: 1817.2) | 5 | Nos | 787.75 Rs. Rs.Seven hundred and eightyseven and paise seventyfive. | 3939 | 3939
32 | Providing and fixing gun metal gate valve with CI wheeel of approved quality (screwed end):as per the direction of Engineer - in-charge-(40 mm)(SH: 18.17.3) | 5 | Nos | 1158.20 Rs.One thousand one hundred and fiftyeight and paise twenty. | 5791 | 5791
33 | Providing and fixing gun metal gate valve with CI wheeel of approved quality (screwed end):as per the direction of Engineer - in-charge-(50 mm) (SH: 18.17.4) | 5 | Nos | 1778.20 Rs.One thousand seven hundred and seventyeight and paise twenty. | 8891 | 8891
34 | Providing and fixing white vitreous china pedestal type water closet(Europian type) with seat and lid ,10 litre low level white vetreous china flushing cistern &Cpflush bend with fittings &CI brackets,40mm flush bend overflow arrangement with specials of standared make and mosquito proof coupl,ing of approved municipal design complete ,indluding painting of fittings and brackets,cutting and making good the walls and floors wherever required - WCpan with ISI marked white solid plastic seat and lid (SH: 17.2.2) | 1 | Nos | 3779.75 Rs.Tthree thousand seven hundred and seventynine and paise seventyfive. | 3780 | 3780
35 | Providing and fixing water closet squatting pan(Indian type WC pan)with 100 mm sand cast Iron P or S trap,10 litre low levelwhite PVC flushing cistern,including flush pipe ,manually controlled device(handle lever)conforming to IS:7231, with all fittings and fixtures complete,including cutting and making good the walls and floors wherever required- White Vitreous china orissa pattern WC pan of size580 x 440mm with integral type foot rests (SH: 17.1.1) | 1 | Nos | 4472.00 Rs.Four thousand four hundred and seventytwo only. | 4472 | 4472
36 | Providing and fixing wash basin with CI brackets ,15 mmCP brass pillar taps,32mm CP brass waste of standared pattern ,including painting of fittings and brackets ,cuttings and making good the walls wherever require - White vetreous china wash basin size 400 x 400mm with pair of 15 mm CP brass pillar taps (SH: 17.7.6) | 5 | Nos | 2294.80 Rs.Two thousand two hundred and ninetyfour and paise eighty. | 11474 | 11474
37 | Providing and fixing white vitreous china flat back or wall corner type lipped front urinal basin of 430 x 260 x 350 mm sizes respectively with automatic flushing cistern with standared flush pipe and CP brass spreaders with brass unions and GI clamps complete ,including painting of fittings and brackets ,cutting and making good the wall and floors wherever required - One urinal basin with 5 litre white PVC automatic flushing cistern (SH: 17.4.1) | 2 | Nos | 3471.05 Rs.Three thousand four hundred and seventyone and paise five. | 6942 | 6942
38 | Providing and fixing PVC waste pipe for sink or wash basinincluding PVC waste fittings - flexible pipe-32 mm dia. (SH: 17.28.2.1) | 10 | nos | 50.20 Rs. Fifty and paise twenty. | 502 | 502
39 | Supplying and fixing 100 mm PVC multi floor trap trap in the toilet room | 6 | Nos | 112.90 Rs.One hundred and twelve and paise ninety. | 677 | 677
40 | Supplying and fixing PTMT 138 x 102 x 75 mm soap dish of approved quality in the toilet room including all cost of materials and labour charges for fixing etc complete | 10 | Nos | 183.65 Rs.One hundred and eightythree and paise sixtyfive. | 1837 | 1837
41 | Supplying and fixing PTMT 600 mm Towel rod of approved quality including all cost of materials and labour charges for fixing etc complete | 10 | Nos | 327.65 Rs. Three hundred and twentyseven and paisee sixtyfive. | 3277 | 3277
42 | Supplying and fixing mirror of superior qualityand of required shape and size with plastic moulded frame of approved make and shade with 6 mm thick hard board backing - Reectangular shape 453 x 357mm (SH: 17.32.2) | 2 | Nos | 796.70 Rs. Seven hundred and ninetysix and paise seventy. | 1593 | 1593
43 | Providing and placing on terrace (at all floor levels)polyethlene water storage tank ISI ; 12701 marked ,with cover and suitable locking arrrangements and making necessary holes forinlet ,outlet and over flow pipes but without fittings and the base support for tank (SH: 18.48) | 3000 | Lit | 5.60 Rs. Five and paise sixty. | 16800 | 16800
| TOTAL |  |  |  | 16101240 | 16102240

## ABS-GATE,SUMP,SEPT-TANK
Appendix - E -- GATE,SUMP , SEPTIC TANK.PILE LOAD TEST,PUMP HOUSE,ELECTRICAL ROOM
ITEM NO | DESCRIPTION | QUANTITY | UNIT | RATE | AMOUNT
A | (PILING WORK ,GATE,SUMP,SEPTIC TANK)
1 | Clearing grass and removal of rubbish upto a distance of 50m outside the periphery of the area cleared (SH. 2.32) | 1600 | M2 | 4.40 Rs.Four and paise forty. | 7054
2 | Boring ,providing,and installing bored cast-in-situ reinforced cement concrete pilesof grade M-25 of specified dametre and length below the pile cap ,to carry a safeworking load not less than specified,excluding the cost of steel reinforcement but including the cost of boaring ,with Bentonite solution and temperory casing of appropriateate length for setting out and removal of same and lengh of pile to be embedded in the pile cap etc,all complete,including removal of excavated earth with all lifts and leads (Length of pile for payment shall be measured upto bottom of pilecap) (SH. 200.2 ) | 160 | M | 2436.20 Rs.Two thousand four hundred and thiritysix and paise twenty | 3,89,792
2-A | Demolishing RCC work manualy /by machanical means including stacking of steel bars and disposal of unserviceable material within within 50 meters lead as per direction of Engineer -in -charge(at top of pile) (SH. 15.2.1) | 1.2 | M3 | 1193.40 Rs.One thousand one hundred and ninetythree and paise forty | 1432
3 | Earth work excavation by mechanical means (Hydraulic excavator)/Manual means over areas (exceeding 30 cm depth 1.5m in width as well as10 sqm on plan) includingdisposal of excavated earth ,lead upto 50m and lift upto 1.5m,disposed earth to be levelled and neatly dressed (SH- 2.6.1) | 590 | M3 | 169.75 Rs.One hundred and sixtynine and paise seventyfive | 1,00,153
4 | Fillling the excavated eart(cut gravel) available at site in the scheme area ,sides of foundation etc in layers not exceeding 20 cm depth ,consolidating each deposited layer by ramming and watering lead upto 50m and lift upto 1.5m | 60 | M3 | 127.00 Rs.One hundred and twentyseven only | 7620
5 | Providing and laying in position cement concrete of specified grade excluding the cost of centering and shuttering 1:4:8(1 cement :4 course sand :8 graded stone aggregate 40mm nominal size) (SH: 4.1.8) | 48 | M3 | 5737.80 Rs.Five thousand seven hundred and thirtyseven and paise eighty | 2,75,414
6 | Providing & costructing Random rubble Masonry using harde granite stones obtained from approved quarry with bond stones at every 0.5 sqm of wall surface in cement mortar in mix 1:6 without pinning on face but including raking out joints &pointing flush in same mortar including curing etc complete as per specifications in foundations and plinth (Rate includes cost of bond stones wherevwr provided )Mix ratio is specified is for cement ,course sand -(For retaining the filled earth at CBI plot boundary) includidng levelling up with cement concrete 1:6:12 (one cement, 6 coarse sand, 12 graded stone aggreate 20mm nominal size (SH: 7.1.1) | 180 | M3 | 5198.15 Rs.Five thousand one hundred and ninetyeight and paise fifteen | 9,35,667
7 | Providing and laying in position machine batched and machine mixed designM-25 grade concrete for reinforced cement concrete works,using cement content as per approveddesign mix including pumping of concrete to site of laying but excluding the cost of centering shuttering finishing and reinforcement including admixtures in recommended propotions ad per IS 9103 to acclerate/retard setting of concrete, improve workability without impairing strength and durability as per the direction of engineer in chargeNote:-Cement contnt considored in this item is @330 kg/cum.Excess/less cement used as per design mix is payable/recovarable seperately( for all work upto plinth Level ) (SH: 5.33.1) | 170 | M3 | 7908.75 Rs.Seven thousand nine hundred and eight and paise seventyfive | 13,44,488
8 | Providing and laying in position machine batched and machine mixed designM-25 grade concrete for reinforced cement concrete works,using cement content as per approveddesign mix including pumping of cincrete to site of laying but excluding the cost of centering shuttering finishing and reinforcement including admixtures in recommended propotions ad per IS 9103 to acclerate/retard setting of concrete, improve workability without impairing strength and durability as per the direction of engineer in chargeNote:-Cement contnt considored in this item is @330 kg/cum.Excess/less cement used as per design mix is payable/recovarable seperately( for all work above plinth Level to 5 th floor level ) (SH: 5.33.2) | 14 | M3 | 8732.00 Rs.Eight thousand seven hundred and thirtytwo only | 1,22,248
9 | Centering and shuttering including strutting,propping etc and removal of form for Foundations,footings,bases of columns,etc for mass concrete (SH: 5.9.1) | 650 | M2 | 215.50 Rs.Two hundred and fifteen and paise fifty | 1,40,075
10 | Centering and shuttering including strutting,propping etc and removal of form for Lintels,beams,plinth beams,girders,bressumers and cantilevers (SH: 5.9.5) | 120 | M2 | 386 Rs.Three hundred and eightysix only | 46320
11 | Centering and shuttering including strutting,propping etc and removal of form for Suspended floors,roofs,landings,balconies and access platform etc (SH: 5.9.3) | 250 | M2 | 476.50 Rs.Four hundred and seventysix and paise fifty. | 1,19,125
12 | Centering and shuttering including strutting,propping etc and removal of form for Columns,pillars,piers,abutments,posts and struts (SH: 4.3.3) | 100 | M2 | 521.20 Rs.Five hundred and twentyone and paise twenty | 52120
13 | Steel reinforcement for RCC work including straigtaning ,cutting ,bending ,placing in position and binding all complete upto plinth level-(Thermo-Mechanically-Treated bars) (SH: 5.22.6) | 27000 | KG | 76.10 Rs.Seventysix and paise ten | 20,54,700
14 | Steel reinforcement for RCC work including straigtaning ,cutting ,bending ,placing in position and binding all complete above plinth level-(Thermo-Mechanically-Treated bars) (SH: 5.22A.6) | 5000 | KG | 76.10 Rs.Seventysix and paise ten | 3,80,500
15 | Providing and constructing solid cement concrete block masonry in CM 1:6(1 cement,6course sand) of size 40 x 20 x 20 cm using factory made load bearung ,approvved quality cement blocks of specified size of grade( D-4) Density of blocks not less than 1800 kg/cum ,Minimum avarage compressive strength 4 N/mm2 and minimum strength of individual unit 3.2 N/mm2 etc,confirming to IS 2185 part 1 1979 setting in position ,curing raking out joints ,including scaffolding etc upto FLOOR LEVEL FIVE with all lead and lift and all as per specifications and direction of Engineer-in-charge | 220 | M3 | 4213.90 Rs.Four thousand two hundred and thirteen and paise ninety. | 9,27,058
16 | Providing wood work(second class teak wood) in frames of doors,windows ,clerestory windows and other frames,wrought framed and fixed in position with hold fast lugs or with dash fasteners of required dia &length(hold fast lugs or dash fastener shall be paid for seperately)-(SH: 9.1.1) | 0.4 | M3 | 1,33,107.50 Rs.One lakh thirtythree thousand one hundred and seven and paise fifty. | 53243
| Provjding and fixing panelled or panelled and glazed shutters for doors ,windows and clerestery windows ,including ISI marked MS pressed butt hinges bright finished of required size with necessary screws ,excluding panelling which will be paid for seperately ,all complete as per direction of Engineer -in-charge (Second class teakwood-35mm thick shutters)-(SH: 9.5.1.1) | 21 | M2 | 3600.85 Rs. Three thousand six hundred and paise eightyfive. | 75618
17 | Providing and fixing12mm thick panelling or panelling and glazing in panelled or panelled and glazed shutters for doors ,windows and clerestory windows(Area of opening for panel inserts excluding portion inside grooves or rebates to be measured )Panelling for panelled or panelled and glazed shutters 25 mm to 40 mm thick -- Marine plywood conforming to IS: 710 (SH: 9.126.1) | 10 | M2 | 1481.00 Rs.One thousand four hundred and eightyone only | 14810
18 | Providing and fixing panelling or panelling and glazing in panelled or panelled and glazed shutters for doors ,windows and clerestory windows(Area of opening for panel inserts excluding portion inside grooves or rebates to be measured )Panelling for panelled or panelled and glazed shutters 25mm to 40mm thick- (Float glass panes - 5.5mm thick glass panes) (sh: 9.7.7.2) | 7 | M2 | 1406.45 Rs.One thousand four hundred and six and paise fortyfive. | 9845
20--A | Providing 40 x 5mm flat iron hold fast 40 cm long including fixing to frame with 10mm diameter bolts ,nuts and wooden plugs and embedding in cement concrete block 30 x 10 x 15 cm ,1:3:6 mix (1 cement:3 course sand :6 graded stone aggrigate 20mm nominal size) (SH: 9.5.3) | 16 | Nos | 139.00 Rs.One hundred and thirtynine only | 2224
20-B | Providing and fixing ISI marked oxidised MS tower bolt black finish (barrel type) with necessary screws etc complete (250 x 10mm) (SH: 9.63.1) | 20 | Nos | 70.30 Rs. Seventy and paise thirty | 1406
20-C | Providing and fixing ISI marked oxidised MS Handles conforming to IS :4992 with necessary screws etc complete(125 mm) (SH: 9.66.1) | 4 | Nos | 28.80 Rs.Twentyeight and paise eighty | 115
20-D | Providing and fixing bright finished brass 100mm mortice latch and lock with 6 levers and pair of lever handles of approved quality with necessary screws etc complete (SH: 9.76) | 4 | Nos | 592.85 Rs.Five hundred and ninetytwo t and paise eightyfive | 2371
20-E | Providing and fixing bright finished brass handles with screws etc complete:125mm (SH: 9.81.1) | 4 | Nos | 194.60 Rs.One hundred and ninetyfour and paise sixty | 778
20-F | Providing and fixing chromium plated brass 100mm mortice latch and lock with 6 levers and pair of lever handles of approved quality with necessary screws etc complete (SH: 9.88) | 4 | Nos | 735.70 Rs.Seven hundred and thirtyfive and paise seventy | 2943
20-G | Providing and fixing aluminium casement stays, 250mm or nearest size ISI marked, anodised (anodise coating not less than grade AC 10 as per IS :1868) transparent or dyed to required colour and shade ,with necessary screws etc complete (SH: 9.102) | 8 | Nos | 63.00 Rs.Sixtythree only | 504
20-H | Providing and fixing aluminium extruded section body tubular type universal hydraulic door closer( having brand logo with ISI,IS;3564,embossed on the body door (SH: 9.83) | 2 | Nos | 1340.70 Rs.One thousand three hundred and forty and paise seventy | 2681
20-I | Providing and fixing MS fan clamp type I or II of 16mm dia bar bent to shape with hooked ends in RCC slabs or beams during laying, including painting the exposed portion of loop etc complete as per standard design (SH: 10.17) | 8 | Nos | 141.35 Rs.One hundred and fortyone and paise thirtyfive. | 1131
20-J | Providing and fixingMS round holding down bolts with nuts & washer plate for roof truss | 380 | Kg. | 77.00 Rs.Seventyseven only | 29260
20-k | Providing and fixing best quality 150mm or nearest size aluminium hooks and eyes including all materials and labours etc complete | 16 | Nos | 34.80 Rs.Thirtyfour and paise eighty. | 557
21 | Plastering (cement plaster) with CM 1:3(1 cement, 3 fine sand) finished with a floaing coat of neat cement, 12 mm thick, to the top of roof slab including all cost of materials and labour charges etc complete (SH: 13.7.1) | 1200 | M2 | 256.10 Rs.Twohundred and fiftysix and paise ten | 3,07,320
22 | Plastering(cement plaster) with CM 1:4 (1 cement,4 fine sand) ,12mm thick, to the internal and external walls including all costs of materials and labour charges watering , curing etc complete (SH: 13.1.1) | 2800 | M2 | 202.10 Rs.Two hundred and two and paise ten | 5,65,880
23 | Plastering(cement plaster) with CM 1:3 (1 cement, 3 fine sand) 6mm thick, to the under side of roof slab including all cost of materials and labour charges, watering, curing etc complete (SH: 13.16.1) | 50 | M2 | 157.25 Rs.One hundred and fifteyseven and paise twentyfive | 7863
24 | Extra for providing and mixing water proofing material in cement plaster work in proportion recommended by the manufacturer(SH: 13.21) | 1200 | M2 | 5.50 Rs.Five and paise fifty. | 6600
25 | Providing and laying in position cement concrete of specified grade excluding the cost of centering and shuttering 1:4:8(1 cement :4 course sand :8 graded stone aggregate 40mm nominal size)-For PCC flooring at GF (SH: 4.1.8) | 8 | M3 | 5737.80 Rs.Five thousand seven hundred and thirtyseven and paise eighty | 45902
26 | 62 mm thick cement concrete flooring with concrete hardener topping,under layer50mm thick cement concrete 1:2:4, (1 cement,2course sand,4 graded stone aggregate 20mm nominal size) and top layer 12mm thick cement hardener consisting of mix 1:2(1 cement hardener mix:2 graded stone aggregate ,6mm nominal size)by volume ,hardening compound mixed @2 lit/50 kg of cement or as per manufacturers specifications .This includes cost of cement slurry ,but excluding the cost of nosing of steps etc complete (SH: 11.5) | 75 | M2 | 688.90 Rs.Six hundred and eightyeight and paise ninety | 51668
27 | Providing and laying vitrified floor tiles in defferent sizes (thickness to be specified by the manufacturer)with water absorption less than 0.08% and conforming to IS 15622,of approved make,in all colours and shades,laid on 20mm thick cement mortar 1:4(1 cemant ,4 course sand),including grouting the joints with white cement and matching pigments etc,complete(Size of tile 600 x 600 mm) (SH: 11.41.2) | 10 | M2 | 1558.40 Rs.One thousand five hundred and fiftyeight and paise forty | 15584
28 | Distempering with Ist quality acrylic washable distemper (ready mixed) of approved brand and manufacture to give an even shade-New work (two or more coats) over and including priming coat with water thinnable cement primer (SH: 13.42.1) | 2100 | M2 | 55.00 Rs.Fiftyfive only. | 1,15,500
29 | Finishing walls with Acrylic Smooth exterior paint of required shade -New work (two or more coat applied @ 1.67 lit/10 sqm over and including priming coat of exterior primer applied @ 2.2 kg/10 sqm (SH:13.46.1) | 250 | M2 | 86.10 Rs.Eightysix and paise ten | 21525
30 | Supplying and fixing jointing 110mm PVCpipe for down water pipe including cutting masonry or concrete floors/shade etc with all cost of materials and labour charges etc complete | 80 | M | 516.10 Rs.Five hundred and sixteeen and paise ten. | 41288
31 | Polishing on wood work with Ready mixed wax polish of approved brand and manufacture -New work-in the teak wood door including all cost of materials and labour etc. complete (SH: 13.69.1) | 40 | M2 | 84.00 Rs.Eightyfour only | 3360
32 | Painting steel work with Deluxe Multy Surface Paint to give an even shade, two or more coat applied @ 0.9 lit/10 sqm over an undercoat of primer applied @ 0.8 lit/10sqm of approved brand and manufacture (SH: 13.48.3) | 10 | M2 | 92.25 Rs.Ninetytwow and paise twentyfive | 923
33 | Providing and laying interlocking cobbles 75mm thick(standard)minimum strength 4 kg/sqm over a sand bed 30 mm thick compacting with plate vibrator including hire charges of machinery labour materials etc complete as per direction of Engineer -in charge | 1500 | M2 | 862.75 Rs.Eight hundred and sixtytwo and paise seventyfive | 12,94,125
34 | Streel work in bult up tubular (round,square, or rectangular hollow tubes etc )including cutting ,hoisting , fixing in position and applying a priming coat of approved steel primer,including welding and bolted with special shaped washers etc complete.(Hot finished welded type tubes)-For the front gate as per drawing | 13 | m2 | 4147.50 Rs.Four thousand one hundred and fortyseven and paise fifty | 53918
35 | Providing and fixing 1mm thick MS sheet door with frame of 40 x 40 x 6mm angle iron and 3mm MS Gusset plates at the junctions and corners ,all necessary fittings complete ,using flats 30 x 6mm for diagonal braces and central cross piece(For electrical room) ((SH: 10.5.2) | 3 | m2 | 3121.35 Rs.Three thousand one hundred and twentyone and paise thirtyfive | 9364
36 | Providing and fixing MS grills of required pattern in frames of windows etc with MS flats ,square or round bars etc (Fixed to substation room wall masonry)-90 x 120 cm size (SH:9.48) | 82 | kg | 113.55 Rs.One hundred and thirteen and paise fiftyfive | 9311
B | PILE LOAD TEST
1 | Vertical load testing of piles in accordance with IS 2911 (Part 4) including installation of loading platform and preparation of pile haed or construction of test cap and dismantling of test cap after test etc .complete as per specification & the single pile upto 50 Tonne copacity(Routine test) | 3 | Nos | 17422.50 Rs.Seventeen thousand four hundred and twentytwo and paise fifty | 52268
Total number of test-(Rs 17422.50/E)
2 | Vertical load testing of piles in accordance with IS 2911 (Part 4) including installation of loading platform and preparation of pile haed or construction of test cap and dismantling of test cap after test etc .complete as per specification & the single pile upto 50 Tonne copacity(Single pile bove 50 tonnes and upto 100 tonne copacity)) | 1 | No | 26714.50 Rs.Twentysix thousand seven hundred and fourteen and paise fifty | 26715
Total number of test-(Rs 26714.50/E)
| TOTAL |  |  |  | 97,30,366
13,26,66,597